## Title
Title Page and Introduction
This sheet provides a first introduction to the workbook
Title and brief description of the workbook
Cost of service tool
Use of the workbook
The model's input sheets (tabs in yellow) need to be populated first using the 'Guide' tab and user manual. All input sheets need to be filled in order to have correct results. The main outputs of the model are the COS calculation tabs (in green) and the tariff setting tabs (in orange). Any modification in the calculations may affect the functionality of the model, therefore it should be done with care and only if it is necessary.
Disclaimer
All statements, projections, or forecasts and any other accompanying material concerning future matters are for indicative purposes and are not representations as to future performance, events, results, or outcomes. These statements, projections or forecasts will be based on a large number of assumptions that are subject to significant uncertainties and contingencies, many of which are outside the control of Ricardo Energy & Environment and its directors, officers and agents. Thus, no representation or warranty is made that any statement, projection, forecast or assumption will be achieved or that all relevant facts or circumstances have been taken into account in preparing the statements, projections or forecasts.
Copyright
This spreadsheet tool has been developed by Ricardo Energy & Environment, a trading name of Ricardo-AEA Ltd. Any information and results derived from the use of this spread sheet are subject to the accuracy of data inputs supplied by the user. All users of this tool are advised to take their own review of its assumptions and calculations and all information and results should be checked and challenged before any reliance, publication or use.
Check of checks
The Map sheet contains the results of each sheet's autocheck - the overall result is presented below:
|  |  | Overall workbook check of checks: | 0
Ricardo version control numbering
Ricardo Energy and Environment has adopted the following format for workbook Version Control indexing:
[v]WW-XX[[-YYYY[-ZZ]]
...where the letters and symbols have the following meaning:
| [] | Square Brackets
Denote optional matter. The minimum is therefore WW-XX; the user can add the other aspects as required.
| v | Short for version
To flag clearly that what follows is the version control number.
| WW | Workbook major version (or "release") number
Should be 00 for the pre-release versions, until the first completed version is provided to the client, and then increments on each material change (as opposed to the minor changes denoted by XX below).
| XX | Workbook minor version number
Used to log updates in the initial draft workbook development and then minor updates and bug fixes once released to the client.
| YYYY | Year
This is NOT the year the workbook was last used, but the latest year of the data on which the workbook is predicated.
| ZZ | Data run or Iteration number
From the v01- workbook onwards, the ZZ number will record data run numbers, if required (hence optional).
| - | Separator
Proposed because as the alternatives are explicit requirements of a path name, or used to denote spaces.
Governance
|  |  | Details for latest workbook version | Value
Workbook author/owner
QA reviewer
Date of last workbook review
Senior responsible officer (SRO)
Project manager (PM)
Project reference
Client organisation
Client individual(s) (if appropriate)
Ricardo QA requirement
Ricardo QA score
|  |  | SEA last update: | 2026-01-01
End of sheet
Ricardo Energy & Environment, a trading name of Ricardo-AEA Ltd
Head Office
Gemini Building,
Fermi Avenue,
Harwell,
Oxon
OX11 0QR
Tel: +44 (0)1235 753 000
Registered office
Shoreham Technical Centre
Shoreham-by-Sea
West Sussex
BN43 5FG
Registered in England No.
08229264
VAT Registration No.
GB 144024745
Note on F44: Author: Senior Analyst (SA)
Note on F45: Author: Name of QA reviewer at latest model review
Note on F47: Author: SRO with overall sign-off responsibility
Note on F49: Author: EDxxxx and title
Note on F52: Author: See Ricardo's model QA guidance for more details
Note on F53: Author: Enter result in %. See Ricardo's model QA guidance for more details

## Guide
⌂ | Guide
This sheet explains how to use the workbook.
Instructions
The model is supplied with a set of input cells which are reflected in the yellow sheets and yellow cells of the model. These inputs include both Eskom and non-Eskom purchase inputs, commercial inputs, operational inputs, the asset register, technical inputs such as loss factors and other inputs. What follows is intermediary calculations using the inputs from the user to compute the Cost To Serve, this is in the blue sheets. Then, the intermediary calculations are used to compute the Cost To Serve that are reflected in the green sheets. The technical calibration done for Year 0, based on the supplied data, is used to expand the set of calculations conducted to multi-year calculations. A core focus in this is Year 2 since the granularity required to be able to determine the cost of service would be for this year, the upcoming financial period. The forecasts determined for Year 2 then form the basis of the calculations conducted by the model in order to determine the cost of supply. This leads to the tariff setting module which allows for direct interactions between the cost of supply analysis and tariff setting. The rate design dashboard allows the user to make choices, based on the three scenarios, while the tariff schedule shows the chosen rates based on the user’s decisions in the dashboard.
1.1 Steps needed for the annual or periodic updates of the model (i.e. data entry and data validation checks)
|  | First row of table: | 16
| Step | Link | Worksheet | Action On | Description of update process
| 1 | Goto | General Data Inputs | Yellow cells | It is optional to update the Methodology inputs and Index Tables. However please update the Non-Eskom Power Purchase Inputs annually
| 2 | Goto | Year 0 Data Inputs | Yellow cells | All these sheets should be updated annually
| 3 | Goto | Years 1-4 Data Inputs | Yellow cells | All these sheets should be updated annually
| 4 | Goto | Tariff Setting | Yellow cells | These sheets should be updated when designing new tariffs
End of sheet

## Map
Map: Navigation around the model and key
This sheet provides a workbook map, sheet list and colour key
1. Model map
The following schematic diagram shows how data flows through the model:
2. Table of sheets
This table lists all the sheets in the workbook and re-presents key information recorded in the top rows
| Section | Link | Sheet Name |  | Check-box | Checks | Last User | Date | Status | User Comments | Explanation
Front-end
|  | Goto | Title |  | 0 | [5 empty] | This sheet provides a first introduction to the workbook
|  | Goto | Map |  | 0 | [5 empty] | This sheet provides a workbook map, sheet list and colour key
|  | Goto | Guide |  | 0 | [5 empty] | This sheet explains how to use the workbook.
|  | Goto | Data quality diagnostic |  | 0 | [5 empty] | This sheet contains the summary of the data quality diagnostic to make sure the model results are accurate
|  | Goto | Generate a report |  | 0 | [5 empty] | This sheet is hidden and can be enabled using the Macro file
The Model Itself
|  | Goto | Methodology Inputs |  | 0 | [5 empty] | This sheet contains the methodology choices to compute the cost to serve
|  | Goto | Index Tables |  | 0 | [5 empty] | This sheet is contains all the labels and set the level of granularity of the cost to serve
|  | Goto | Non-Eskom Ppurchase Inputs |  | 0 | [5 empty] | This sheet is contains the Non-Eskom power purchase inputs
|  | Goto | Asset Register Inputs (Year 0) |  | 0 | [5 empty] | This sheet is contains a summary of assets for year 0
|  | Goto | Financial inputs (Year 0) |  | 0 | [5 empty] | This sheet contains financial inputs for Year 0 (including OPEX, non-electricity supply revenues and non-Eskom purchase inputs)
|  | Goto | Eskom PPurchaseVol Inp (Year 0) |  | 0 | [5 empty] | This sheet is information entered from Eskom bills
|  | Goto | Commercial Inputs (Year 0) |  | 0 | [5 empty] | This sheet contains commercial inputs for Year 0 (including monthly sales and the number of customers per customer category)
|  | Goto | Commercial Inputs (Years 1-4) |  | 0 | [5 empty] | This sheet contains commercial inputs forecasts (including monthly sales and the number of customers per customer category)
|  | Goto | Financial inputs (Years 1-4) |  | 0 | [5 empty] | This sheet contains financial inputs forecasts (including OPEX, non-electricity supply revenues and non-Eskom purchase inputs)
|  | Goto | Technical Inputs (Years 1-4) |  | 0 | [5 empty] | This sheet contains technical inputs (including load profile, Non-technical loss and loss inputs by asset group)
|  | Goto | End-User Tariff Inputs (Year 1) |  | 0 | [5 empty] | This sheet contains information on End-User Tariffs
|  | Goto | Eskom Tariff Inputs (Year 1) |  | 0 | [5 empty] | This sheet contains information on Eskom Tariff
|  | Goto | FBE Inputs (Years 1-4) |  | 0 | [5 empty] | This sheet contains information on Free Basic Electricity and subsidies
|  | Goto | Benchmarking Inputs (Year 2) |  | 0 | [5 empty] | This sheet contains information on NERSA's acceptable range for the financial, expenses and tariffs
|  | Goto | New Rates_Test Inputs (Year 2) |  | 0 | [5 empty] | This sheet contains information on the current tariff charged by the utility
|  | Goto | Commercial Inputs Summary |  | 0 | [5 empty] | This sheet provides commercial calculations
|  | Goto | Power Purchase Inputs Summary |  | 0 | [5 empty] | This sheet provides a summary of Eskom and Non-Eskom power purchases
|  | Goto | Asset Register Calculations |  | 0 | [5 empty] | This sheet provides calculations on assets
|  | Goto | High-level CTS projections |  | 0 | [5 empty] | This sheet provides a high level Cost To Serve forecast
|  | Goto | Eskom Purch. CostCheck (Year 0) |  | 0 | [5 empty] | This sheet is the calculation of the type of charge for each POD for validation purposes
|  | Goto | Technical calibration (Year 0) |  | 0 | [5 empty] | This sheet computes the energy losses and energy requirement by the customer category and by asset group
|  | Goto | Technical forecasts (Year 2) |  | 0 | [5 empty] | This sheet is the forecast of energy and demand requirement for each customer category
|  | Goto | Comm. & Fin. Forecasts (Year 2) |  | 0 | [5 empty] | This sheet is commercial (sales and purchases) and financial (CAPEX and OPEX) calculation forecasts for Year 2
|  | Goto | Revenue forecasts (Year 2) |  | 0 | [5 empty] | This sheet is calculation of the revenue forecasts for Year 2 with the current rate and new rate (based on CTS calculation)
|  | Goto | 1) Revenue Requirement (Year 2) |  | 0 | [5 empty] | This sheet is calculation of the revenue requirement per business area
|  | Goto | 2) Cost Funct (Year 2) |  | 0 | [5 empty] | This sheet functionalise costs for each business area
|  | Goto | 3) Cost Classification (Year 2) |  | 0 | [5 empty] | This sheet classifies costs into these cost drivers: fixed or variable, and energy, demand, or customer-related.
|  | Goto | 4) Cost Allocation (Year 2) |  | 0 | [5 empty] | This sheet allocates costs for each customer category by function, business area, cost class, season and Time Of Use.
|  | Goto | 5) COS Results (Year 2) |  | 0 | [5 empty] | This sheet shows the COS results and cost-reflective charges by function, business area, class, season and Time Of Use
|  | Goto | Summary Charts (Year 2) |  | 0 | [5 empty] | This sheet summarise all the charts from the COS study
|  | Goto | Rate Design Dashboard (Year 2) |  | 0 | [5 empty] | This sheet compares the Business As Usual and the Cost To Serve results and help the user fixe its tariffs.
|  | Goto | Tariff Schedule (Year 2) |  | 0 | [5 empty] | This sheet summarise the tariff schedule for Year 2 based on inputs on Rate Design Dashboard
|  | Goto | Rate Impact Results (Year 2) |  | 0 | [5 empty] | 0
|  | Goto | New Rates_Results (Year 2) |  | 0 | [5 empty] | This sheet shows the new tariff by customer category and TOU period
|  | Goto | Results Benchmarking (Year 2) |  | 0 | [5 empty] | This sheet compares the new tariff with NERSA's guidelines
[5 empty] | CheckOfChecks_n | OK
3. Colour key for model cells and text
The model uses the following colour-coding conventions to denote different sheet and cell functionalities.
| Style |  |  | Abbrev |  | Cell |  | Title/Tab |  | Description
| Ref Data |  |  | Data | [5 empty] | Imported datasets or reference data
| Input |  |  | User | [5 empty] | Data entered by the user
| Prepopulated inputs |  |  | Author | [5 empty] | Pre-populated inputs to enable simplified mode
| Calculation |  |  | Calc | [5 empty] | Default for calculations
| Explanation |  |  | Expl | [5 empty] | Explanatory information
| Check Cell |  |  | Check | [5 empty] | Cross-checks (data are OK)
End of sheet
Data Inputs: Landing sheets for data from user
Intermediary Calculations: Model calculation sheets
COS caculations:
Calculation of the Cost to Serve
Revenue requirement (Year 2)
Front-End
Titla, Model Map and Guide
Admin
Data quality diagnostic
Year 2 projections
Tariff setting: Model results sheets and tariff setting
Methodology Inputs
Index Tables
Non-Eskom PPurchase Inputs
General Data Inputs
Year 0
Asset Register Inputs
Financial Inputs
Commercial Inputs
Eskom Purchase inputs
Eskom Tariff inputs
FBE inputs
New Rates test inputs
Benchmarking inputs
Financial inputs
Commercial inputs
Technical inputs
End-User Tariff inputs
Year 1-4
Eskom Tariff inputs
FBE inputs
New Rates test inputs
Benchmarking inputs
Financial inputs
Commercial inputs
Technical inputs
Multi-year projections
Comm & Fin forecasts
Technical forecasts
Power Purchase inputs
Commercial inputs
High-level CTS
Asset Register
Revenue forecasts
Year 0
Eskom Purchase
Technical calibration
Cost Classification (Year 2)
Cost Functionalisation
(Year 2)
Cost Allocation
(Year 2)
Summary Charts (Pivot Table)
Summary Charts
Rate Design Dashboard
Tariff schedule
Rate Impact Results
Results Benchmarking
New Rates Results
Cost Results (Year 2)
Year Guide
Note on F29: Author: Finds location of Check-box in first sheet row
Note on G29: Author: Automatically checks the sheet for any auto-check errors and summarises findings, as a single point to feed back here on overall status
Note on H29: Author: The initials of the last person to change the sheet substantially; droplist driven by a list on the Lists tab
Note on I29: Author: Date when last user made changes (dd/mm/yyyy)
Note on J29: Author: Picklist of options to describe the status of the sheet
Note on K29: Author: Any comments to help understand where things stand
Note on M29: Author: Explanation of the sheet's purpose, from cell B2

## Generate a report
Report of cost of service study
1. GENERAL DATA INPUTS
1.1 Asset register Inputs
Figure 1-1 Multi-Year CAPEX estimates for Municipality
Asset Group Label | Investments in year 1 |  | Investments in year 2 |  | Investments in year 3 |  | Investments in year 4
33-132-275kV / Mixed | 0 |  | 0 |  | 0 |  | 0
6.6-11 kV / Mixed | 0 |  | 0 |  | 0 |  | 0
400 V / Mixed | 0 |  | 0 |  | 0 |  | 0
| 0 |  | 0 |  | 0 |  | 0
| 0 | 0 | 0 | 0
1.2 Financial Inputs
1.2.1 Operational Inputs
Figure 1-2 Year 0 OPEX assumption for the Municipality
|  | Year 0 estimate |  | Electricity Supply Share (%) | Wires Share (%) | Retail Share (%) | Function (Wires) | Function (Retail)
Network OPEX |  | 0
0 |  | 0 |  | 100% | 100% | 0% | 0 | 0
0 |  | 0 |  | 100% | 100% | 0% | 0 | 0
0 |  | 0 |  | 100% | 100% | 0% | 0 | 0
0 |  | 0 |  | 100% | 100% | 0% | 0 | 0
0 |  | 0 |  | 100% | 100% | 0% | 0 | 0
0 |  | 0 |  | 100% | 100% | 0% | 0 | 0
0 |  | 0 |  | 100% | 100% | 0% | 0 | 0
0 |  | 0 |  | 100% | 100% | 0% | 0 | 0
Figure 1-2 Year 0 OPEX assumption for the Municipality (continued)
Retail OPEX |  | 0
0 |  | 0 |  | 100% | 0% | 100% | 0 | 0
0 |  | 0 |  | 100% | 0% | 100% | 0 | 0
0 |  | 0 |  | 100% | 0% | 100% | 0 | 0
0 |  | 0 |  | 100% | 0% | 100% | 0 | 0
0 |  | 0 |  | 100% | 0% | 100% | 0 | 0
0 |  | 0 |  | 100% | 0% | 100% | 0 | 0
0 |  | 0 |  | 100% | 0% | 100% | 0 | 0
0 |  | 0 |  | 100% | 0% | 100% | 0 | 0
General & Other |  | 132029007
Salaries and allowances |  | 41498463 |  | 100% | 100% | 0% | Network repairs & maintenance | 0
Materials and supplies |  | 270623 |  | 100% | 100% | 0% | Network repairs & maintenance | 0
Contracted Services |  | 17304185 |  | 100% | 100% | 0% | Network repairs & maintenance | 0
Salaries, wages and allowances (exclu. Repairs and Maintenance) |  | 6871043 |  | 100% | 0% | 100% | 0 | OPEX
Payments to consultants (operational work) |  | 0 |  | 100% | 50% | 50% | OPEX | OPEX
Eskom debts' interests |  | 0 |  | 100% | 0% | 100% | 0 | OPEX
Other creditors interests |  | 11119632 |  | 100% | 0% | 100% | 0 | OPEX
Current year depreciation |  | 54965061 |  | 100% | 100% | 0% | Depreciation | 0
Total |  | 474052470
Figure 1-3 Year 1-4 OPEX assumption for the Municipality in Rand
| Year 1 estimate (Rand) |  | Year 2 estimate (Rand) |  | Year 3 estimate (Rand) |  | Year 4 estimate (Rand)
Network OPEX | 0 |  | 0 |  | 0 |  | 0
| 0 |  | 0 |  | 0 |  | 0
| 0 |  | 0 |  | 0 |  | 0
| 0 |  | 0 |  | 0 |  | 0
| 0 |  | 0 |  | 0 |  | 0
| 0 |  | 0 |  | 0 |  | 0
| 0 |  | 0 |  | 0 |  | 0
| 0 |  | 0 |  | 0 |  | 0
| 0 |  | 0 |  | 0 |  | 0
Retail OPEX | 0 |  | 0 |  | 0 |  | 0
| 0 |  | 0 |  | 0 |  | 0
| 0 |  | 0 |  | 0 |  | 0
| 0 |  | 0 |  | 0 |  | 0
| 0 |  | 0 |  | 0 |  | 0
| 0 |  | 0 |  | 0 |  | 0
| 0 |  | 0 |  | 0 |  | 0
| 0 |  | 0 |  | 0 |  | 0
| 0 |  | 0 |  | 0 |  | 0
General & Other | 166602419 |  | 196087394 |  | 0 |  | 0
Salaries and allowances | 35433416 |  | 38002344 |  | 0 |  | 0
Materials and supplies | 2394291 |  | 3506268 |  | 0 |  | 0
Contracted Services | 38219284 |  | 62746476 |  | 0 |  | 0
Salaries, wages and allowances (exclu. Repairs and Maintenance) | 17611710 |  | 18888588 |  | 0 |  | 0
Payments to consultants (operational work) | 0 |  | 0 |  | 0 |  | 0
Eskom debts' interests | 0 |  | 0 |  | 0 |  | 0
Other creditors interests | 10244426 |  | 10244426 |  | 0 |  | 0
Current year depreciation | 62699292 |  | 62699292 |  | 0 |  | 0
Total |  | 474052470
1.2.2 Non - Sales Revenue
Figure 1-4 Other revenues for Year 0
|  | Year 0 estimate |  | Electricity Supply Share (%) | Wires Share (%) | Retail Share (%) | Function (Wires) | Function (Retail)
Other revenues
Reconnection fees |  | 0 |  | 100% | 10% | 90% | Network repairs & maintenance | OPEX
New connections |  | 0 |  | 100% | 100% | 0% | Network repairs & maintenance | 0
Other revenue |  | 55028578 |  | 100% | 0% | 100% | 0 | OPEX
0 |  | 0 |  | 0% | 0% | 100% | 0 | 0
0 |  | 0 |  | 0% | 0% | 100% | 0 | 0
0 |  | 0 |  | 0% | 0% | 100% | 0 | 0
0 |  | 0 |  | 0% | 0% | 100% | 0 | 0
Total |  | 55028578
Figure 1-5 Other revenues for Year 1-3 in Rand
| Year 1 estimate (Rand) |  | Year 2 estimate (Rand) |  | Year 3 estimate (Rand) |  | Year 4 estimate (Rand)
Other revenues
Reconnection fees | 0 |  | 0 |  | 0 |  | 0
New connections | 0 |  | 0 |  | 0 |  | 0
Other revenue | 118321229 |  | 125744827 |  | 0 |  | 0
| 0 |  | 0 |  | 0 |  | 0
| 0 |  | 0 |  | 0 |  | 0
| 0 |  | 0 |  | 0 |  | 0
| 0 |  | 0 |  | 0 |  | 0
Total |  | 55028578
1.3 Eskom Inputs
Figure 1-6 Eskom energy purchases Year 0 based on TOU
Placeholder
Figure 1-7 Eskom energy purchases Year 0 for various PODs
1.4 Main commercial Inputs
Figure 1-8 Customer base inputs and assumptions for Municipality
Customer Categories |  |  |  | Number of customers (Year 0) |  |  | Weighted customer number for allocation of customer-related costs
Domestic (Standard) |  |  |  | 23665 |  |  | 1
Domestic (Large) |  |  |  | 1411 |  |  | 1
Commercial Small |  |  |  | 2459 |  |  | 20
Commercial Medium |  |  |  | 300 |  |  | 20
Commercial Large |  |  |  | 36 |  |  | 20
Industrial Medium |  |  |  | 192 |  |  | 80
Industrial Large |  |  |  | 37 |  |  | 80
Commercial Medium-Flexi-time |  |  |  | 1 |  |  | 20
Commercial Large-Flexi-time |  |  |  | 0 |  |  | 20
Industrial Medium-Flexi-time |  |  |  | 0 |  |  | 80
Industrial Large-Flexi-time |  |  |  | 10 |  |  | 80
FBE (Domestic Indigent) |  |  |  | 3438 |  |  | 1
Other consumers |  |  |  | 0 |  |  | 3
Sold to other municipal departments |  |  |  | 244 |  |  | 20
|  |  |  | 0 |  |  | 0
|  |  |  | 0 |  |  | 0
|  |  |  | 0 |  |  | 0
|  |  |  | 0 |  |  | 0
|  |  |  | 0 |  |  | 0
|  |  |  | 0 |  |  | 0
Figure 1-9 Monthly customer sales for Year 0
Figure 1-10 Yearly balance as per COS study
|  | Unit | Year 0 |  | Year 1 |  | Year 2
Sales |  | kWh | 508209057.34 |  | 532056744.3409 |  | 557285651.933
Non-Eskom Power Purchases |  | kWh | 0 |  | 0 |  | 0
Eskom Power Purchases |  | kWh | 623855676 |  | 653130075.3444 |  | 686274209.4314
Total Energy Requirements |  | kWh | 623855676 |  | 653130075.3444 |  | 686274209.4314
Technical losses |  | kWh | 45504036.8896 |  | 47639311.76 |  | 58845975.728
Non-technical losses |  | kWh | 70142581.7704 |  | 73434019.2435 |  | 70142581.7704
Total losses |  | kWh | 115646618.66 |  | 121073331.0035 |  | 128988557.4984
Total losses |  | % of total | 18.54% |  | 18.54% |  | 18.8%
0
Allowed losses |  | % of total | 12% |  | 12% |  | 12%
Allowed losses |  | kWh | 74862681.12 |  | 78375609.0413 |  | 82352905.1318
|  | Unit | Year 3 |  | Year 4
Sales |  | kWh | 557285651.933 |  | 557285651.933
Non-Eskom Power Purchases |  | kWh | 0 |  | 0
Eskom Power Purchases |  | kWh | 686274209.4314 |  | 686274209.4314
Total Energy Requirements |  | kWh | 686274209.4314 |  | 686274209.4314
Technical losses |  | kWh | 58845975.728 |  | 58845975.728
Non-technical losses |  | kWh | 70142581.7704 |  | 70142581.7704
Total losses |  | kWh | 128988557.4984 |  | 128988557.4984
Total losses |  | % of total | 18.8% |  | 18.8%
Allowed losses |  | % of total | 12% |  | 12%
Allowed losses |  | kWh | 82352905.1318 |  | 82352905.1318
1.5 Main technical assumptions
Figure 1-11 Technical and nontechnical loss assumptions for various asset groups
| Asset group |  |  | Technical loss factor |  | NTL weighting factor
| 33-132-275kV / Mixed |  |  | 1.0187 |  | 0
| 6.6-11 kV / Mixed |  |  | 1.0425 |  | 1
| 400 V / Mixed |  |  | 1.0956 |  | 10
Figure 1-12 NTL reduction assumptions for future projections
NTL reduction
| Year on year NTL reduction % |  |  |  | 0% | (as a % of Year 0 NTL)
| Year 0 to Year 2 reduction |  |  |  | 0%
Figure 1-13 Load and coincidence factor assumptions
Customer Categories |  |  | Power factor (cosphi) | Preferred unit for Load Profile inputs | Average Load Factor (%) | Average MD/customer (kVA/customer) | Pre-calibration MD/customer (kVA/customer) | Coincidence Factor (%)
Domestic (Standard) |  |  | 1 | Average load factor (%) | 0.3 | 0 | 1.9433 | 92.5%
Domestic (Large) |  |  | 1 | Average load factor (%) | 0.3 | 0 | 3.109 | 92.5%
Commercial Small |  |  | 1 | Average load factor (%) | 0.3 | 0 | 2.2058 | 80%
Commercial Medium |  |  | 1 | Average load factor (%) | 0.4 | 0 | 45.9543 | 80%
Commercial Large |  |  | 1 | Average load factor (%) | 0.5 | 0 | 466.1434 | 80%
Industrial Medium |  |  | 1 | Average load factor (%) | 0.5 | 0 | 225.9503 | 80%
Industrial Large |  |  | 1 | Average load factor (%) | 0.5 | 0 | 129.017 | 80%
Commercial Medium-Flexi-time |  |  | 1 | Average load factor (%) | 0.4 | 0 | 26.8741 | 80%
Commercial Large-Flexi-time |  |  | 1 | Average load factor (%) | 0.5 | 0 | 0 | 80%
Industrial Medium-Flexi-time |  |  | 1 | Average load factor (%) | 0.5 | 0 | 0 | 50%
Industrial Large-Flexi-time |  |  | 1 | Average load factor (%) | 0.5 | 0 | 457.6627 | 85%
FBE (Domestic Indigent) |  |  | 1 | Average load factor (%) | 0.3 | 0 | 0.39022 | 92.5%
Other consumers |  |  | 1 | Average load factor (%) | 0.3 | 0 | 0 | 92.5%
Sold to other municipal departments |  |  | 1 | Average load factor (%) | 0.4 | 0 | 6.0476 | 92.5%
|  |  | 1 | 0 | 0 | 0 | 0 | 0%
|  |  | 1 | 0 | 0 | 0 | 0 | 0%
|  |  | 1 | 0 | 0 | 0 | 0 | 0%
|  |  | 1 | 0 | 0 | 0 | 0 | 0%
|  |  | 1 | 0 | 0 | 0 | 0 | 0%
|  |  | 1 | 0 | 0 | 0 | 0 | 0%
2. COST OF SERVICE STUDY
2.1 Revenue requirements
Figure 2-1 Cost breakdown by function for the next year (all in Rand)
Figure 2-2 Yearly forecast of revenue requirement broken down by business area
Figure 2-3 Comparison of revenues recovered when comparing the existing rate regime with the CTS results
2.2 Cost functionalisation
Figure 2-4 Yearly forecast of revenue requirement broken down by function
2.3 Cost classification
Figure 2-5 Classification of costs considering functions, TOU and season
Figure 2-6 Comparison of revenue structure against the cost structure for the next year
2.4 Cost allocation
Figure 2-7 Percentage breakdown of costs based on customer categories
Figure 2-8 Average costs for various customer categories, broken down by business area
2.4 Conclusion of cost to serve results
Figure 2-9 % difference between BAU and revenues and costs
Figure 2-10 Difference between BAU and revenues and costs (in Rands)
3. CALCULATION OF END USER TARIFFS
3.1 Ratemaking assumptions
Figure 3-1 Summary of determined rate increases and rate increases required to reach cost-reflectivity (by customer category)
Customer Categories |  |  | Average increase in rates (%) |  | Increase required to reach full cost-reflectivity (%)
Domestic (Standard) |  |  | 9.01% |  | 21.28%
Domestic (Large) |  |  | 9.01% |  | 5.53%
Commercial Small |  |  | 9.01% |  | 224.1%
Commercial Medium |  |  | 9.01% |  | -8.607%
Commercial Large |  |  | 9.01% |  | 6.681%
Industrial Medium |  |  | 9.01% |  | -2.503%
Industrial Large |  |  | 9.01% |  | -2.917%
Commercial Medium-Flexi-time |  |  | 9.01% |  | 50.34%
Commercial Large-Flexi-time |  |  | 9.01% |  | 0%
Industrial Medium-Flexi-time |  |  | 9.01% |  | 0%
Industrial Large-Flexi-time |  |  | 9.01% |  | 27%
FBE (Domestic Indigent) |  |  | 9.01% |  | -2272%
Other consumers |  |  | 9.01% |  | 0%
Sold to other municipal departments |  |  | 9.01% |  | 153%
0%
0%
0%
0%
0%
0%
Figure 3-2 % Difference between BAU revenues and costs
Figure 3-3 Rand Difference between revenues based on new rates and costs
Figure 3-4 Summary of changes required to align with COS study results
| Customer Categories |  | Share of revenues recovered from variable charges (c/kWh) |  | BAU | CTS
| Domestic (Standard) |  | 78.11% |  | 78.11% | 69.37%
| Domestic (Large) |  | 76.37% |  | 76.37% | 69.46%
| Commercial Small |  | 78.63% |  | 78.63% | 26.13%
| Commercial Medium |  | 75.36% |  | 82.34% | 75.36%
| Commercial Large |  | 85.66% |  | 83.08% | 85.66%
| Industrial Medium |  | 81.55% |  | 86.12% | 81.55%
| Industrial Large |  | 71.33% |  | 71.33% | 76.59%
| Commercial Medium-Flexi-time |  | 56.55% |  | 56.55% | 69.59%
| Commercial Large-Flexi-time |  | 0% |  | 0% | 0%
| Industrial Medium-Flexi-time |  | 0% |  | 0% | 0%
| Industrial Large-Flexi-time |  | 81% |  | 66.58% | 81%
| FBE (Domestic Indigent) |  | 100% |  | 100% | 52.16%
| Other consumers |  | 0% |  | 0% | 0%
| Sold to other municipal departments |  | 93.06% |  | 93.06% | 51.17%
0%
0%
0%
0%
0%
0%
0%
0%
0%
0%
0%
Figure 3-4 Summary of changes required to align with COS study results (continued)
| Customer Categories |  | Share of revenues recovered from demand charges (R/kVA/month) |  | BAU | CTS
| Domestic (Standard) |  | 0% |  | 0% | 21.75%
| Domestic (Large) |  | 2% |  | 1.005% | 24.3%
| Commercial Small |  | 0% |  | 0% | 8.972%
| Commercial Medium |  | 16.5% |  | 10.97% | 14.69%
| Commercial Large |  | 12.85% |  | 15.61% | 13.45%
| Industrial Medium |  | 16.85% |  | 12.58% | 11.96%
| Industrial Large |  | 17.67% |  | 18.4% | 11.48%
| Commercial Medium-Flexi-time |  | 19.1% |  | 23.2% | 14.07%
| Commercial Large-Flexi-time |  | 0% |  | 0% | 0%
| Industrial Medium-Flexi-time |  | 0% |  | 0% | 0%
| Industrial Large-Flexi-time |  | 13.67% |  | 28.49% | 14.61%
| FBE (Domestic Indigent) |  | 0% |  | 0% | 15.79%
| Other consumers |  | 0% |  | 0% | 0%
| Sold to other municipal departments |  | 0% |  | 0% | 12.74%
0%
0%
0%
0%
0%
0%
0%
0%
0%
0%
0%
Figure 3-4 Summary of changes required to align with COS study results (continued)
| Customer Categories |  | Share of revenues recovered from fixed charges (R/POD/month) |  | BAU | CTS
| Domestic (Standard) |  | 21.89% |  | 21.89% | 8.883%
| Domestic (Large) |  | 21.63% |  | 22.62% | 6.24%
| Commercial Small |  | 21.37% |  | 21.37% | 64.89%
| Commercial Medium |  | 8.138% |  | 6.69% | 9.944%
| Commercial Large |  | 1.491% |  | 1.313% | 0.8914%
| Industrial Medium |  | 1.595% |  | 1.303% | 6.485%
| Industrial Large |  | 11% |  | 10.27% | 11.93%
| Commercial Medium-Flexi-time |  | 24.35% |  | 20.25% | 16.34%
| Commercial Large-Flexi-time |  | 100% |  | 0% | 0%
| Industrial Medium-Flexi-time |  | 100% |  | 0% | 0%
| Industrial Large-Flexi-time |  | 5.334% |  | 4.937% | 4.394%
| FBE (Domestic Indigent) |  | 0% |  | 0% | 32.05%
| Other consumers |  | 100% |  | 0% | 0%
| Sold to other municipal departments |  | 6.94% |  | 6.94% | 36.09%
100%
100%
100%
100%
100%
100%
100%
100%
100%
100%
100%
Figure 3-5 Yearly forecast of revenue requirement broken down by business area
RATE COMPARISON
New rates for Year 2 (dashboard) (Wires+Retail)
|  | Basic charge | Average demand rate | Average energy rate | Total average rate | Basic charge | Average demand rate
Customer Categories |  | Rand/month | Rand/kVA/month | c/kWh | c/kWh | Rand/month | Rand/kVA/month
Domestic (Standard) |  | 451.3014 | 0 | 333.7875 | 427.3354 | 414 | 0
Domestic (Large) |  | 729.5074 | 21.6962 | 374.5518 | 490.4418 | 700 | 10
Commercial Small |  | 451.3014 | 0 | 333.7875 | 424.4813 | 414 | 0
Commercial Medium |  | 3977.8793 | 175.5101 | 266.5077 | 353.6358 | 3000 | 107.03
Commercial Large |  | 6966.7293 | 128.7775 | 228.3159 | 266.5415 | 5625 | 143.52
Industrial Medium |  | 4483.6709 | 209.5883 | 249.8232 | 306.3261 | 3360 | 143.52
Industrial Large |  | 16875.4451 | 210.1631 | 221.2903 | 310.223 | 14455.28 | 200.74
Commercial Medium-Flexi-time |  | 4405.1171 | 128.5543 | 131.6405 | 232.8023 | 3360 | 143.27
Commercial Large-Flexi-time |  | 0 | 0 | 0 | 0
Industrial Medium-Flexi-time |  | 0 | 0 | 0 | 0
Industrial Large-Flexi-time |  | 16987.1256 | 95.1162 | 181.6322 | 224.2496 | 14422 | 181.82
FBE (Domestic Indigent) |  | 0 | 0 | 236.5953 | 236.5953 | 0 | 0
Other consumers |  | 0 | 0 | 0 | 0
Sold to other municipal departments |  | 337.5487 | 0 | 258.378 | 277.6454 | 309.6493 | 0
|  | 0 | 0 | 0 | 0
|  | 0 | 0 | 0 | 0
|  | 0 | 0 | 0 | 0
|  | 0 | 0 | 0 | 0
|  | 0 | 0 | 0 | 0
|  | 0 | 0 | 0 | 0
|  | 0 | 0 | 0 | 0
|  | 0 | 0 | 0 | 0
|  | 0 | 0 | 0 | 0
|  | 0 | 0 | 0 | 0
|  | 0 | 0 | 0 | 0
Figure 3-6 Comparison of new rates with existing rates
|  |  | RATE COMPARISON |  | REVENUE COMPARISON
|  |  | Average energy rate | Total average rate | Revenue from new rates | Revenue from existing rates
| Customer Categories |  | c/kWh | c/kWh | R million | R million
| Domestic (Standard) |  | 306.199 | 392.0149 | 591.3034 | 542.4304
| Domestic (Large) |  | 343.5939 | 449.9053 | 57.6778 | 52.9105
| Commercial Small |  | 306.199 | 389.3967 | 62.9519 | 57.7487
| Commercial Medium |  | 267.12 | 324.4068 | 177.733 | 163.0429
| Commercial Large |  | 203.13 | 244.5111 | 203.8268 | 186.98
| Industrial Medium |  | 242 | 281.0073 | 654.0095 | 599.9536
| Industrial Large |  | 203 | 284.5822 | 68.8131 | 63.1255
| Commercial Medium-Flexi-time |  | 120.76 | 213.5605 | 0.21923 | 0.20111
| Commercial Large-Flexi-time |  |  |  | 0 | 0
| Industrial Medium-Flexi-time |  |  |  | 0 | 0
| Industrial Large-Flexi-time |  | 136.96 | 205.7147 | 45.8558 | 42.0657
| FBE (Domestic Indigent) |  | 217.04 | 217.04 | 4.9814 | 4.5697
| Other consumers |  |  |  | 0 | 0
| Sold to other municipal departments |  | 237.0223 | 254.6972 | 14.3845 | 13.1956
[5 empty] | 0 | 0
[5 empty] | 0 | 0
[5 empty] | 0 | 0
[5 empty] | 0 | 0
[5 empty] | 0 | 0
[5 empty] | 0 | 0
[5 empty] | 0 | 0
[5 empty] | 0 | 0
[5 empty] | 0 | 0
[5 empty] | 0 | 0
[5 empty] | 0 | 0
Figure 3-7 Comparison of existing rates and new rates with CTS
rates under costs
rates over costs
rates under costs
rates over costs

## Data quality diagnostic
Data quality diagnostic
This sheet contains the summary of the data quality diagnostic to make sure the model results are accurate
| Index Tables | Check | 1 | Compliance score
| Eskom PPurchaseVol Inp (Year 0) | Check | 1 | 5 | /7
| Commercial Inputs (Year 0) | Check | 1
| Commercial Inputs (Years 1-4) | Add Input | 0
| Technical Inputs (Years 1-4) | Check | 1
| End-User Tariff Inputs (Year 1) | Add input | 0
| Power Purchase Inputs Summary | Check | 1
End of sheet
Next sheet >
< Previous sheet
Map
Guide

## Data Inputs -->
Data Inputs -->
|  | Goto | General Data Inputs -->
|  | Goto | Methodology Inputs
|  | Goto | Index Tables
|  | Goto | Non-Eskom PPurchase Inputs
|  | Goto | Year 0 Data Inputs -->
|  | Goto | Asset Register Inputs (Year 0)
|  | Goto | Financial Inputs (Year 0)
|  | Goto | Eskom PPurchaseVol Inp (Year 0)
|  | Goto | Commercial Inputs (Year 0)
|  | Goto | Years 1-4 Data Inputs -->
|  | Goto | Financial Inputs (Years 1-4)
|  | Goto | Commercial Inputs (Years 1-4)
|  | Goto | Technical Inputs (Years 1-4)
|  | Goto | End-User Tariff Inputs (Year 1)
|  | Goto | Eskom Tariff Inputs (Year 1)
|  | Goto | FBE Inputs (Years 1-4)
|  | Goto | Benchmarking Inputs (Year 2)
End of sheet
Next sheet >
< Previous sheet
Map
Guide
All sheets to the right of this sheet are Data Inputs

## General Data Inputs -->
General Data Inputs -->
Next sheet >
< Previous sheet
Map
Guide

## Methodology Inputs
Methodology Inputs
This sheet contains the methodology choices to compute the cost to serve
Methodology choices
1. Adopted revenue requirement approach
|  |  | Option ID: | 1 | 2 | 3
|  |  | Description of option: | Allowable return on regulated asset base | Asset values annuitised at selected discount rate | Allowable surplus on OPEX
|  |  | Option selected: | Wires | Retail
|  |  |  | 3 | 3
|  |  |  | Allowable surplus on OPEX | Allowable surplus on OPEX
|  |  |  | 1 | 2 | 3
|  |  |  | Allowable rate of return | Discount rate | Surplus factor | Surplus x …
|  |  | Wires | 2% | 10% | 5.5% | OPEX incl. purchases | 2 | OPEX net of purchases
|  |  | Retail | 10% | 10% | 5.5% | OPEX incl. purchases | 2 | OPEX incl. purchases
2. Selected approach to determine total value of assets in any particular year
|  |  | Option ID: | 1 | 2 | 3
|  |  | Description of option: | BOY (Beginning of Year) balance | EOY (End of Year) balance | Mid-year balance (average of EOY and BOY)
|  |  | Option selected: | 1 | BOY (Beginning of Year) balance
3. Selected approach to determine network asset depreciation in any particular year
|  |  | Option ID: | 1 | 2
|  |  | Description of option: | Use hardcoded inputs in "Financial Inputs" | Estimate depreciation from inputs in "Asset Register Inputs"
|  |  | Option selected: | 1 | Use hardcoded inputs in "Financial Inputs"
4. Selected approach to determine retail asset depreciation in any particular year
|  |  | Option ID: | 1 | 2
|  |  | Description of option: | Use hardcoded inputs in "Financial Inputs" | Estimate depreciation from inputs in "Asset Register Inputs"
|  |  | Option selected: | 1 | Use hardcoded inputs in "Financial Inputs"
5. Selected approach to determine network asset O&M in any particular year
|  |  | Option ID: | 1 | 2
|  |  | Description of option: | Use hardcoded inputs in "Financial Inputs" | Estimate O&M from inputs in "Asset Register Inputs"
|  |  | Option selected: | 1 | Use hardcoded inputs in "Financial Inputs"
6. Selected approach to cap total losses
|  |  | Option ID: | 1 | 2
|  |  | Description of option: | 100% of energy purchase costs count towards revenue requirements | Only the share of total purchase costs corresponding to sales + maximum allowable losses count towards revenue requirements
|  |  | Option selected: | 2 | Only the share of total purchase costs corresponding to sales + maximum allowable losses count towards revenue requirements
Maximum allowable losses
12%
7. Selected approach to allocate the cost of losses
|  |  | Option ID: | 1 | 2
|  |  | Description of option: | 100% of "cost of losses" treated as retail cost | share of total losses treated as wires cost
|  |  | Option selected: | 2 | share of total losses treated as wires cost
|  |  |  | Share of technical losses treated as wires cost | Share of non-technical losses treated as retail cost
|  |  |  | 100% | 0%
8. Selected approach to project future OPEX
|  |  | Option ID: | 1 | 2
|  |  | Description of option: | Use hardcoded Rand figures | Use X-factor assumptions
|  |  | Option selected: | Year 1 | 1 | Use hardcoded Rand figures
|  |  |  | Year 2 | 1 | Use hardcoded Rand figures
|  |  |  | Year 3 | 1 | Use hardcoded Rand figures
|  |  |  | Year 4 | 1 | Use hardcoded Rand figures
9. Classification of Eskom purchase costs
|  |  | Option ID: | 1 | 2
|  |  | Description of option: | 100% of costs treated as "energy-driven" | KVA purchase costs treated as demand-driven, Fixed costs treated as customer-driven
|  |  | Option selected: | 2 | KVA purchase costs treated as demand-driven, Fixed costs treated as customer-driven
10. Selected approach to Year 0 depreciation inputs
|  |  | Option ID: | 1 | 2
|  |  | Description of option: | Use hardcoded Rand figures | Use depreciation % assumptions
|  |  | Option selected: | 1 | Use hardcoded Rand figures
11. Selected approach to electricity sales forecasting
|  |  | Option ID: | 1 | 2
|  |  | Description of option: | Future sales derived from kWh estimates | Future sales derived from % increase estimates
|  |  | Option selected: | Year 1 | 2 | Future sales derived from % increase estimates
|  |  |  | Year 2 | 2 | Future sales derived from % increase estimates
|  |  |  | Year 3 | 2 | Future sales derived from % increase estimates
|  |  |  | Year 4 | 2 | Future sales derived from % increase estimates
12. Selected approach to customer base forecasting
|  |  | Option ID: | 1 | 2
|  |  | Description of option: | Future customer numbers derived from customer base estimates | Future customer numbers derived from % increase estimates
|  |  | Option selected: | Year 1 | 1 | Future customer numbers derived from customer base estimates
|  |  |  | Year 2 | 1 | Future customer numbers derived from customer base estimates
|  |  |  | Year 3 | 2 | Future customer numbers derived from % increase estimates
|  |  |  | Year 4 | 2 | Future customer numbers derived from % increase estimates
13. Expert ratemaking options
|  |  | Energy charge = 0 when net sales are negative? |  | FALSE
|  |  | Structure of partial rates is same as on dashboard rather than derived from CTS? |  | TRUE
|  |  | Seasonal pricing signals derived from BAU rather than CTS? |  | TRUE
Failsafe parameters
|  |  | Maximum Non Eskom contribution to meeting PD | 50%
|  |  | Maximum technical losses | 10%
|  |  | Maximum system load factor | 100%
Data entry shortcuts
|  |  | Low Season Tariffs forced equal to High Season Tariffs | FALSE
End of sheet
1. Input Data
Next sheet >
< Previous sheet
Map
Guide

## Index Tables
Index Tables
This sheet is contains all the labels and set the level of granularity of the cost to serve | [6 empty] | Index Tables | Check | data quality diagnostic
Index choices
dform
Municipality Name and Time Frame Reference
The current year is the the year in which the Cost of Service study is being undertaken.
|  |  | Municipality Name | MOGALE CITY LOCAL MUNICIPALITY |  | Current Year | 2026
Index of voltage levels
Sets the level of granularity of the cost allocation - can cover more than one voltage level in the utility's SLD. Should be ordered from highest to lowest voltage level.
|  |  |  | Label | Min voltage level (kV) | Max voltage level (kV) | Split urban/rural ?
|  |  | Voltage level #1 | 33-132-275kV | 33 | 275 | FALSE
|  |  | Voltage level #2 | 6.6-11 kV | 6.6 | 11 | FALSE
|  |  | Voltage level #3 | 400 V | 0.4 | 0.4 | FALSE
Voltage level #4
Voltage level #5
Voltage level #6
Voltage level #7
Voltage level #8
Voltage level #9
Voltage level #10
Index of asset groups
|  |  | Network types | Urban | Rural | Mixed
|  |  |  | Voltage level # | Label of voltage level # | Network type | Network type ID | Label of asset group # | Min voltage level in RND asset group | Max voltage level in RND asset group | Technical loss factor (from "Technical Inputs")
|  | 1 | Asset Group #1 | 1 | 33-132-275kV | Mixed | 3 | 33-132-275kV / Mixed | 33 | 275 | 0
|  | 2 | Asset Group #2 | 2 | 6.6-11 kV | Mixed | 3 | 6.6-11 kV / Mixed | 6.6 | 11 | 0
|  | 3 | Asset Group #3 | 3 | 400 V | Mixed | 3 | 400 V / Mixed | 0.4 | 0.4 | 0
|  | 4 | Asset Group #4 | 4 | [6 empty] | 0
|  | 5 | Asset Group #5 | 5 | [6 empty] | 0
|  | 6 | Asset Group #6 | 6 | [6 empty] | 0
|  | 7 | Asset Group #7 | 7 | [6 empty] | 0
|  | 8 | Asset Group #8 | 8 | [6 empty] | 0
|  | 9 | Asset Group #9 | 9 | [6 empty] | 0
|  | 10 | Asset Group #10 | 10 | [6 empty] | 0
|  | 11 | Asset Group #11 | 1 | 33-132-275kV | [5 empty] | 0
|  | 12 | Asset Group #12 | 2 | 6.6-11 kV | [5 empty] | 0
|  | 13 | Asset Group #13 | 3 | 400 V | [5 empty] | 0
|  | 14 | Asset Group #14 | 4 | [6 empty] | 0
|  | 15 | Asset Group #15 | 5 | [6 empty] | 0
|  | 16 | Asset Group #16 | 6 | [6 empty] | 0
|  | 17 | Asset Group #17 | 7 | [6 empty] | 0
|  | 18 | Asset Group #18 | 8 | [6 empty] | 0
|  | 19 | Asset Group #19 | 9 | [6 empty] | 0
|  | 20 | Asset Group #20 | 10 | [6 empty] | 0
Index of customer categories
Sets the level of granularity of the cost allocation - can cover more than one voltage level in the utility's SLD
|  |  |  | Label | RND asset group including intake point | Monthly data available? | TOU data available and TOU tariffs in place? | Use manual % inputs for TOU allocation? | Services provided include BOTH wheeling & retail? | Wheeling boolean | Category Group | New category in Year > 0? | Category most similar to new one | Force Low Season Tariff = High Season Tariff | Data quality check |  | Label
|  |  | Customer category #1 | Domestic (Standard) | 400 V / Mixed | FALSE | FALSE | FALSE | TRUE | 1 | Domestic customers | FALSE | Domestic (pre-paid) | FALSE | TRUE | Category group #1 | Domestic customers
|  |  | Customer category #2 | Domestic (Large) | 400 V / Mixed | FALSE | FALSE | FALSE | TRUE | 1 | Domestic customers | FALSE | Domestic (conventional) | FALSE | TRUE | Category group #2 | Commercial customers
|  |  | Customer category #3 | Commercial Small | 400 V / Mixed | FALSE | FALSE | FALSE | TRUE | 1 | Industrial customers | FALSE | Commercial Small | FALSE | TRUE | Category group #3 | Industrial customers
|  |  | Customer category #4 | Commercial Medium | 6.6-11 kV / Mixed | FALSE | FALSE | FALSE | TRUE | 1 | Industrial customers | FALSE | Commercial Medium | FALSE | TRUE | Category group #4 | Internal & SL
|  |  | Customer category #5 | Commercial Large | 6.6-11 kV / Mixed | FALSE | FALSE | FALSE | TRUE | 1 | Industrial customers | FALSE | Commercial Large | FALSE | TRUE | Category group #5
|  |  | Customer category #6 | Industrial Medium | 6.6-11 kV / Mixed | FALSE | FALSE | FALSE | TRUE | 1 | Commercial customers | FALSE | Industrial Medium | FALSE | TRUE
|  |  | Customer category #7 | Industrial Large | 33-132-275kV / Mixed | FALSE | FALSE | FALSE | TRUE | 1 | Commercial customers | FALSE | Industrial Large | FALSE | TRUE
|  |  | Customer category #8 | Commercial Medium-Flexi-time | 6.6-11 kV / Mixed | FALSE | TRUE | FALSE | TRUE | 1 | Commercial customers | FALSE | Commercial Medium-Flexi-time | FALSE | TRUE
|  |  | Customer category #9 | Commercial Large-Flexi-time | 6.6-11 kV / Mixed | FALSE | TRUE | FALSE | TRUE | 1 | Commercial customers | FALSE | Commercial Large-Flexi-time | FALSE | TRUE
|  |  | Customer category #10 | Industrial Medium-Flexi-time | 6.6-11 kV / Mixed | FALSE | TRUE | FALSE | TRUE | 1 | Internal & SL | FALSE | Industrial Medium-Flexi-time | FALSE | TRUE
|  |  | Customer category #11 | Industrial Large-Flexi-time | 33-132-275kV / Mixed | FALSE | TRUE | FALSE | TRUE | 1 | Internal & SL | FALSE | Industrial Large-Flexi-time | FALSE | TRUE
|  |  | Customer category #12 | FBE (Domestic Indigent) | 400 V / Mixed | FALSE | FALSE | FALSE | TRUE | 1 | Domestic customers | FALSE | FBE (Domestic Indigent) | FALSE | TRUE
|  |  | Customer category #13 | Other consumers | 400 V / Mixed | FALSE | FALSE | FALSE | TRUE | 1 | Domestic customers | FALSE | Other consumers | FALSE | TRUE
|  |  | Customer category #14 | Sold to other municipal departments | 400 V / Mixed | FALSE | FALSE | FALSE | TRUE | 1 | Internal & SL | FALSE | Sold to other municipal departments | FALSE | TRUE
|  |  | Customer category #15 | [6 empty] | 0 |  | FALSE |  | FALSE
|  |  | Customer category #16 | [6 empty] | 0 |  | FALSE |  | FALSE
|  |  | Customer category #17 | [6 empty] | 0 |  | FALSE |  | FALSE
|  |  | Customer category #18 | [6 empty] | 0 |  | FALSE |  | FALSE
|  |  | Customer category #19 | [6 empty] | 0 |  | FALSE |  | FALSE
|  |  | Customer category #20 | [6 empty] | 0 |  | FALSE |  | FALSE
|  |  | Customer category #21 | [6 empty] | 0 |  | FALSE |  | FALSE
|  |  | Customer category #22 | [6 empty] | 0 |  | FALSE |  | FALSE
|  |  | Customer category #23 | [6 empty] | 0 |  | FALSE |  | FALSE
|  |  | Customer category #24 | [6 empty] | 0 |  | FALSE |  | FALSE
|  |  | Customer category #25 | [6 empty] | 0 |  | FALSE |  | FALSE
TRUE
Index of functions
|  |  | Business areas: | Wires | Retail
Split by class:
|  |  |  | Label | Function included in Wires OPEX list | Function included in Retail OPEX list | Energy | Demand | Customer | Function included in surplus baseline? | Function related to purchasing costs? | Label - Wires only | Label - Retail only
|  |  | Function #1 | Eskom Energy Purchase - excl. losses | FALSE | FALSE |  |  |  | FALSE | TRUE
|  |  | Function #2 | Eskom Energy Purchase - cost of losses | FALSE | FALSE |  |  |  | FALSE | TRUE
|  |  | Function #3 | Other Energy Purchase | FALSE | FALSE | 100% | 0% | 0% | FALSE | TRUE
|  |  | Function #4 | CAPEX and return | TRUE | FALSE | 0% | 100% | 0% | FALSE | FALSE | CAPEX and return
|  |  | Function #5 | Depreciation | TRUE | TRUE | 0% | 100% | 0% | TRUE | FALSE | Depreciation | Depreciation
|  |  | Function #6 | Network repairs & maintenance | TRUE | FALSE | 0% | 100% | 0% | TRUE | FALSE | Network repairs & maintenance
|  |  | Function #7 | OPEX | TRUE | TRUE | 0% | 0% | 100% | TRUE | FALSE | OPEX | OPEX
|  |  | Function #8 | [5 empty] | 100%
|  |  | Function #9 | [5 empty] | 100%
|  |  | Function #10 | [5 empty] | 100%
|  |  | Function #11 | [5 empty] | 100%
|  |  | Function #12 | [5 empty] | 100%
|  |  | Function #13 | [5 empty] | 100%
|  |  | Function #14 | [5 empty] | 100%
|  |  | Function #15 | [5 empty] | 100%
|  |  | Function #16 | [5 empty] | 100%
|  |  | Function #17 | [5 empty] | 100%
|  |  | Function #18 | [5 empty] | 100%
|  |  | Function #19 | [5 empty] | 100%
|  |  | Function #20 | [5 empty] | 100%
|  |  | Function designating asset depreciation: | Depreciation
|  |  | Function designating network asset O&M: | Network repairs & maintenance
|  |  | Function designating CAPEX: | CAPEX and return
|  |  | Function to allocate "purchase surplus" when applicable | OPEX
Index of Eskom intake points
|  |  |  | Name | Monthly data available?
|  |  | POD #1 | CONDALE 33KV | TRUE
|  |  | POD #2 | AZAADVILLE | TRUE
|  |  | POD #3 |  | TRUE
|  |  | POD #4 |  | TRUE
|  |  | POD #5 |  | TRUE
|  |  | POD #6 |  | TRUE
|  |  | POD #7 |  | TRUE
|  |  | POD #8 |  | TRUE
|  |  | POD #9 |  | TRUE
|  |  | POD #10 |  | TRUE
|  |  | POD #11 |  | TRUE
|  |  | POD #12 |  | TRUE
|  |  | POD #13 |  | TRUE
|  |  | POD #14 |  | TRUE
|  |  | POD #15 |  | TRUE
Index of TOU periods
|  |  |  | Number of hours per day | Share of a day
|  |  | Offpeak | 12 | 50%
|  |  | Standard | 8 | 33.33%
|  |  | Peak | 4 | 16.67%
Index of seasons
|  |  | Months | July | August | September | October | November | December | January | February | March | April | May | June
|  |  | Days in month | 31 | 31 | 30 | 31 | 30 | 31 | 31 | 28 | 31 | 30 | 31 | 30
|  |  | Season | High season | High season | Low season | Low season | Low season | Low season | Low season | Low season | Low season | Low season | Low season | High season
|  |  |  | Number of days | Share of year
|  |  | High season | July: 92; August: 25.21%
|  |  | Low season | July: 273; August: 74.79%
Index of Eskom tariffs and charges
Unit
|  |  | Charge Category #1 | July: Energy
|  |  | Charge Category #2 | July: Demand
|  |  | Charge Category #3 | July: Fixed
|  |  |  | Unit | Category
|  |  | Unit Type #1 | July: c/kWh; August: Energy
|  |  | Unit Type #2 | July: R/KVA/month (MD); August: Demand
|  |  | Unit Type #3 | July: R/KVA/month (NMD); August: Demand
|  |  | Unit Type #4 | July: c/KVArh; August: Energy
|  |  | Unit Type #5 | July: R/POD/day; August: Fixed
|  |  | Unit Type #6 | July: R/POD/month; August: Fixed
|  |  | Unit Type #7 | July: R/account/day; August: Fixed
Unit Type #8 | bar: July to August
|  |  |  | Charge | Unit | TOU?
|  |  | Charge Type #1 | July: Active energy charge; August: c/kWh; September: TRUE
|  |  | Charge Type #2 | July: Transmission network charge; August: R/KVA/month (NMD); September: FALSE
|  |  | Charge Type #3 | July: Network capacity charge; August: R/KVA/month (NMD); September: FALSE
|  |  | Charge Type #4 | July: Ancillary service & Electrification subsidy & Legacy charge; August: c/kWh; September: FALSE
|  |  | Charge Type #5 | July: Administration charge; August: R/POD/day; September: FALSE
|  |  | Charge Type #6 | July: Reactive energy charge; August: c/KVArh; September: FALSE
|  |  | Charge Type #7 | July: Low voltage subsidy charge; August: R/KVA/month (NMD); September: FALSE
|  |  | Charge Type #8 | July: Generation Capacity Charge; August: R/KVA/month (NMD); September: FALSE
|  |  | Charge Type #9 | July: Network demand charge; August: R/KVA/month (MD); September: FALSE
|  |  | Charge Type #10 | July: Service charge; August: R/account/day; September: FALSE
Index of non-eskom power purchases categories
Label
|  |  | Power purchase category #1 | July: DG Exports
|  |  | Power purchase category #2 | July: Independent Power Producers Conventional
|  |  | Power purchase category #3 | July: Independent Power Producers Renewable Energy
|  |  | Power purchase category #4 | July: Self Generation
|  |  | Power purchase category #5 | July: Other
Index of utility tariffs and charges
|  |  |  | Charge | Unit
|  |  | Customer Charge Type #1 | July: Active Energy Rate; August: c/kWh
|  |  | Customer Charge Type #2 | July: Maximum Demand Charge; August: R/KVA/month (MD)
|  |  | Customer Charge Type #3 | July: Basic charge; August: R/POD/month
Customer Charge Type #4 | bar: July to August
Customer Charge Type #5 | bar: July to August
End of sheet
1. Input Data
Next sheet >
< Previous sheet
Map
Guide

## Year Guide
Year Guide
This sheet indicates the time frame under consideration.
Timeframe for Cost to Serve Study
The Applicable Year indicates the financial year ending.
|  | Reference Year | Applicable Year |  | Financial Year
|  | Year 0 | 2025 | When data sets are last complete. | 2024/25
|  | Year 1 | 2026 | When the CTS study is carried out. | 2025/26
|  | Year 2 | 2027 | When new rates are implemented. | 2026/27
|  | Year 3 | 2028 |  | 2027/28
|  | Year 4 | 2029 |  | 2028/29
End of sheet
1. Input Data
Next sheet >
< Previous sheet
Map
Guide

## Non-Eskom PPurchase Inputs
Non-Eskom PPurchase Inputs
This sheet is contains the Non-Eskom power purchase inputs
Non-Eskom Purchase Inputs
|  |  | 2024/25 | 2025/26 | 2026/27 |  |  |  |  | TOU split %
|  | Non-Eskom Sources of Electricity Purchases | Volume in Year 0 (kWh) | Volume in Year 1 (kWh) | Volume in Year 2 (kWh) | Volume in Year 3 (kWh) | Volume in Year 4 (kWh) | Peak dispatch in Year 0 (kVA) | Coincident plant factor | Offpeak | Standard | Peak
|  | DG Exports | [5 empty] | 0 | 0% | 0% | 100% | 0%
|  | Independent Power Producers Conventional | [5 empty] | 0 | 0%
|  | Independent Power Producers Renewable Energy | [5 empty] | 0 | 0%
|  | Self Generation | [5 empty] | 0 | 0%
|  | Other | [5 empty] | 0 | 0%
|  | Total | 0 | 0 | 0 | 0 | 0 | 0
End of sheet
1. Input Data
Next sheet >
< Previous sheet
Map
Guide

## Year 0 Data Inputs -->
Year 0 Data Inputs -->
Next sheet >
< Previous sheet
Map
Guide

## Asset Register Inputs (Year 0)
Asset Register Inputs (Year 0)
This sheet is contains a summary of assets for year 0
Asset Register Inputs (Year 0)
Summary of network asset register analysis - closing balance end of Year 0
[9 empty] | 0 | 0
|  |  |  | Asset Group Label | Asset Value (Rand) | Total length of lines (km) | Wires Share (%) | Retail Share (%) | Annual depreciation - manual input | Depreciation rate - manual input | Annual depreciation - calculated | Annual depreciation rate - calculated | Accumulated depreciation to date | Net depreciated value | Annual O&M as % of replacement value
|  |  | 1 | 33-132-275kV / Mixed |  | 0 | 100% | 0% | 0 | 0% | 0 | 0% | 0.02 | -0.02 | 0%
|  |  | 2 | 6.6-11 kV / Mixed |  | 0 | 100% | 0% | 0 | 0% | 0 | 0% | 0.02 | -0.02 | 0%
|  |  | 3 | 400 V / Mixed |  | 0 | 100% | 0% | 0 | 0% | 0 | 0% | 0.02 | -0.02 | 0%
|  |  | 4 |  |  | 0 | 100% | 0% |  |  | 0 | 0% |  | 0
|  |  | 5 |  |  | 0 | 100% | 0% |  |  | 0 | 0% |  | 0
|  |  | 6 |  |  | 0 | 100% | 0% |  |  | 0 | 0% |  | 0
|  |  | 7 |  |  | 0 | 100% | 0% |  |  | 0 | 0% |  | 0
|  |  | 8 |  |  | 0 | 100% | 0% |  |  | 0 | 0% |  | 0
|  |  | 9 |  |  | 0 | 100% | 0% |  |  | 0 | 0% |  | 0
|  |  | 10 |  |  | 0 | 100% | 0% |  |  | 0 | 0% |  | 0
|  |  | 11 |  |  | 0 | 100% | 0% |  |  | 0 | 0% |  | 0
|  |  | 12 |  |  | 0 | 100% | 0% |  |  | 0 | 0% |  | 0
|  |  | 13 |  |  | 0 | 100% | 0% |  |  | 0 | 0% |  | 0
|  |  | 14 |  |  | 0 | 100% | 0% |  |  | 0 | 0% |  | 0
|  |  | 15 |  |  | 0 | 100% | 0% |  |  | 0 | 0% |  | 0
|  |  | 16 |  |  | 0 | 100% | 0% |  |  | 0 | 0% |  | 0
|  |  | 17 |  |  | 0 | 100% | 0% |  |  | 0 | 0% |  | 0
|  |  | 18 |  |  | 0 | 100% | 0% |  |  | 0 | 0% |  | 0
|  |  | 19 |  |  | 0 | 100% | 0% |  |  | 0 | 0% |  | 0
|  |  | 20 |  |  | 0 | 100% | 0% |  |  | 0 | 0% |  | 0
[5 empty] | 0 | [5 empty] | 0 |  | 0.06 | -0.06
Summary of other assets register analysis - closing balance end of Year 0
|  |  |  | Asset Group Name | Asset Value (Rand) |  | Wires Share (%) | Retail Share (%) | Annual depreciation - manual input | Depreciation rate - manual input | Annual depreciation | Annual depreciation rate - calculated | Accumulated depreciation to date | Net depreciated value
|  |  | 1 | XX | 0 |  | 0% | 100% | 0 | 0% | 0 | 0% | 0 | 0
|  |  | 2 | XX | 0 |  | 0% | 100% | 0 | 0% | 0 | 0% | 0 | 0
|  |  | 3 | XX | 0 |  | 0% | 100% | 0 | 0% | 0 | 0% | 0 | 0
|  |  | 4 | XX | 0 |  | 0% | 100% | 0 | 0% | 0 | 0% | 0 | 0
|  |  | 5 | XX | 0 |  | 0% | 100% | 0 | 0% | 0 | 0% | 0 | 0
|  |  | 6 | XX | 0 |  | 0% | 100% | 0 | 0% | 0 | 0% | 0 | 0
|  |  | 7 | XX | 0 |  | 0% | 100% | 0 | 0% | 0 | 0% | 0 | 0
|  |  | 8 | XX | 0 |  | 0% | 100% | 0 | 0% | 0 | 0% | 0 | 0
|  |  | 9 | XX | 0 |  | 0% | 100% | 0 | 0% | 0 | 0% | 0 | 0
|  |  | 10 | XX | 0 |  | 0% | 100% | 0 | 0% | 0 | 0% | 0 | 0
|  |  | 11 | XX | 0 |  | 0% | 100% | 0 | 0% | 0 | 0% | 0 | 0
|  |  | 12 | XX | 0 |  | 0% | 100% | 0 | 0% | 0 | 0% | 0 | 0
|  |  | 13 | XX | 0 |  | 0% | 100% | 0 | 0% | 0 | 0% | 0 | 0
|  |  | 14 | XX | 0 |  | 0% | 100% | 0 | 0% | 0 | 0% | 0 | 0
|  |  | 15 | XX | 0 |  | 0% | 100% | 0 | 0% | 0 | 0% | 0 | 0
|  |  | 16 | XX | 0 |  | 0% | 100% | 0 | 0% | 0 | 0% | 0 | 0
|  |  | 17 | XX | 0 |  | 0% | 100% | 0 | 0% | 0 | 0% | 0 | 0
|  |  | 18 | XX | 0 |  | 0% | 100% | 0 | 0% | 0 | 0% | 0 | 0
|  |  | 19 | XX | 0 |  | 0% | 100% | 0 | 0% | 0 | 0% | 0 | 0
|  |  | 20 | XX | 0 |  | 0% | 100% | 0 | 0% | 0 | 0% | 0 | 0
[5 empty] | 0 | [5 empty] | 0 |  | 0 | 0
End of sheet
1. Input Data
Next sheet >
< Previous sheet
Map
Guide

## Financial Inputs (Year 0)
Financial Inputs (Year 0)
This sheet contains financial inputs for Year 0 (including OPEX, non-electricity supply revenues and non-Eskom purchase inputs)
| Financial Inputs (Year 0) |  |  | 2024/25
OPEX inputs (non purchase)
|  |  |  | Year 0 estimate | Electricity Supply Share (%) | Wires Share (%) | Retail Share (%) | Function (Wires) | Function (Retail)
|  |  | Wires OPEX | 0
|  |  |  | 0 | 100% | 100% | 0%
|  |  |  | 0 | 100% | 100% | 0%
|  |  |  | 0 | 100% | 100% | 0%
|  |  |  | 0 | 100% | 100% | 0%
|  |  |  | 0 | 100% | 100% | 0%
|  |  |  | 0 | 100% | 100% | 0%
|  |  |  | 0 | 100% | 100% | 0%
|  |  |  | 0 | 100% | 100% | 0%
|  |  |  | 0 | 100% | 100% | 0%
|  |  |  | 0 | 100% | 100% | 0%
|  |  | Retail OPEX | 0
|  |  |  | 0 | 100% | 0% | 100%
|  |  |  | 0 | 100% | 0% | 100%
|  |  |  | 0 | 100% | 0% | 100%
|  |  |  | 0 | 100% | 0% | 100%
|  |  |  | 0 | 100% | 0% | 100%
|  |  |  | 0 | 100% | 0% | 100%
|  |  |  | 0 | 100% | 0% | 100%
|  |  |  | 0 | 100% | 0% | 100%
|  |  |  | 0 | 100% | 0% | 100%
|  |  |  | 0 | 100% | 0% | 100%
|  |  | General & Other | 132029007
|  |  | Salaries and allowances | 41498463 | 100% | 100% | 0% | Network repairs & maintenance
|  |  | Materials and supplies | 270623 | 100% | 100% | 0% | Network repairs & maintenance
|  |  | Contracted Services | 17304185 | 100% | 100% | 0% | Network repairs & maintenance
|  |  | Salaries, wages and allowances (exclu. Repairs and Maintenance) | 6871043 | 100% | 0% | 100% |  | OPEX
|  |  | Payments to consultants (operational work) | 0 | 100% | 50% | 50% | OPEX | OPEX
|  |  | Eskom debts' interests | 0 | 100% | 0% | 100% |  | OPEX
|  |  | Other creditors interests | 11119632 | 100% | 0% | 100% |  | OPEX
|  |  | Current year depreciation | 54965061 | 100% | 100% | 0% | Depreciation
|  |  | NMD exceedance penalties |  | 100% | 0% | 100% |  | OPEX
[5 empty] | 100% |  | 100%
|  |  | Shared municipal OPEX | 342023463
|  |  | Bad debts written-off | 35407871 | 100% | 0% | 100% |  | OPEX
|  |  | FBE paid to Eskom |  | 100% | 0% | 100% |  | OPEX
|  |  | Charges from other Municipal Departments | 303434478 | 100% | 50% | 50% | OPEX | OPEX
|  |  | General Expenses | 3181114 | 100% | 50% | 50% | OPEX | OPEX
100%
100%
100%
100%
100%
100%
|  |  | Total | 474052470
Non-electricity supply revenues (will be netted out of OPEX)
|  |  |  | Year 0 estimate | Electricity Supply Share (%) | Wires Share (%) | Retail Share (%) | Function (Wires) | Function (Retail)
Other revenues
|  |  | Reconnection fees |  | 100% | 10% | 90% | Network repairs & maintenance | OPEX
|  |  | New connections |  | 100% | 100% | 0% | Network repairs & maintenance
|  |  | Other revenue | 55028578 | 100% | 0% | 100% |  | OPEX
100%
100%
100%
100%
100%
100%
100%
100%
100%
|  |  | Total | 55028578
Non-Eskom Purchase Inputs
|  |  | Sources of Electricity Purchases | Type of purchase cost input | Purchase costs in Year 0 | Average rate in Year 0 in cR/kWh | Annual escalation | Purchase costs in Year 0 | Average rate in Year 2 (cR/kWh)
|  |  | DG Exports | Average rate in Year 0 in cR/kWh |  | 0 | 0% | 0 | 0
|  |  | Independent Power Producers Conventional | Purchase costs in Year 0 | 0 |  | 0% | 0 | 0
|  |  | Independent Power Producers Renewable Energy | Purchase costs in Year 0 | 0 |  | 0% | 0 | 0
|  |  | Self Generation | Purchase costs in Year 0 | 0 |  | 0% | 0 | 0
|  |  | Other | Purchase costs in Year 0 | 0 |  | 0% | 0 | 0
|  |  | Total |  |  |  |  | 0
End of sheet
1. Input Data
Next sheet >
< Previous sheet
Map
Guide

## Eskom PPurchaseVol Inp (Year 0)
Eskom PPurchaseVol Inp (Year 0)
| This sheet is information entered from Eskom bills | [6 empty] | Eskom PPurchaseVol Inp (Year 0) | Check | data quality diagnostic
| Eskom Purchase Volume Inputs (Year 0) |  |  |  |  | 2024/25
Energy (kWh) purchase inputs
[6 empty] | Total monthly purchases (kWh) | [11 empty] | TOTAL annual - manual | Manual seasonal ratios |  | Manual TOU ratios
|  |  |  | POD Name | TOU period | July | August | September | October | November | December | January | February | March | April | May | June |  | High Season | Low Season | Offpeak | Standard | Peak | TOTAL | High Season | Low Season
|  |  | 1 | CONDALE 33KV | [13 empty] | TRUE
|  |  |  | CONDALE 33KV | OffPeak | 23214963 | 21738424 | 22198674 | 20475487 | 20630592 | 16223909 | 21598470 | 19205908 | 21435565 | 21394188 | 22121456 | 23622323 |  | 25% | 75% | 41% | 42% | 17% | 253859959 | 68575710 | 185284249
|  |  |  | CONDALE 33KV | Standard | 23434249 | 22599811 | 19504454 | 21464735 | 21068411 | 12380118 | 20781969 | 19368568 | 19567763 | 20950290 | 22045126 | 21642385 | [6 empty] | 244807879 | 67676445 | 177131434
|  |  |  | CONDALE 33KV | Peak | 10466580 | 9993381 | 8200595 | 9591797 | 9098511 | 4800246 | 8940176 | 8337174 | 8139811 | 8578393 | 9784675 | 9376361 | [6 empty] | 105307700 | 29836322 | 75471378
|  |  | 2 | AZAADVILLE | [13 empty] | TRUE
|  |  |  | AZAADVILLE | OffPeak | 871703 | 817919 | 709629 | 606635 | 597309 | 645909 | 598938 | 534096 | 694041 | 656915 | 759187 | 884137 |  | 25% | 75% | 41% | 42% | 17% | 8376418 | 2573759 | 5802659
|  |  |  | AZAADVILLE | Standard | 849678 | 878356 | 651260 | 645844 | 569826 | 467364 | 540284 | 543527 | 560580 | 648135 | 748129 | 859076 | [6 empty] | 7962059 | 2587110 | 5374949
|  |  |  | AZAADVILLE | Peak | 390299 | 393915 | 288917 | 309645 | 252397 | 201176 | 245165 | 246474 | 235637 | 270231 | 339860 | 367945 | [6 empty] | 3541661 | 1152159 | 2389502
|  |  | 3 | [14 empty] | TRUE
[5 empty] | OffPeak | [13 empty] | 25% | 75% | 41% | 42% | 17% | 0 | 0 | 0
[5 empty] | Standard | [18 empty] | 0 | 0 | 0
[5 empty] | Peak | [18 empty] | 0 | 0 | 0
|  |  | 4 | [14 empty] | TRUE
[5 empty] | OffPeak | [13 empty] | 25% | 75% | 41% | 42% | 17% | 0 | 0 | 0
[5 empty] | Standard | [18 empty] | 0 | 0 | 0
[5 empty] | Peak | [18 empty] | 0 | 0 | 0
|  |  | 5 | [14 empty] | TRUE
[5 empty] | OffPeak | [13 empty] | 25% | 75% | 41% | 42% | 17% | 0 | 0 | 0
[5 empty] | Standard | [18 empty] | 0 | 0 | 0
[5 empty] | Peak | [18 empty] | 0 | 0 | 0
|  |  | 6 | [14 empty] | TRUE
[5 empty] | OffPeak | [13 empty] | 25% | 75% | 41% | 42% | 17% | 0 | 0 | 0
[5 empty] | Standard | [18 empty] | 0 | 0 | 0
[5 empty] | Peak | [18 empty] | 0 | 0 | 0
|  |  | 7 | [14 empty] | TRUE
[5 empty] | OffPeak | [13 empty] | 25% | 75% | 41% | 42% | 17% | 0 | 0 | 0
[5 empty] | Standard | [18 empty] | 0 | 0 | 0
[5 empty] | Peak | [18 empty] | 0 | 0 | 0
|  |  | 8 | [14 empty] | TRUE
[5 empty] | OffPeak | [13 empty] | 25% | 75% | 41% | 42% | 17% | 0 | 0 | 0
[5 empty] | Standard | [18 empty] | 0 | 0 | 0
[5 empty] | Peak | [18 empty] | 0 | 0 | 0
|  |  | 9 | [14 empty] | TRUE
[5 empty] | OffPeak | [13 empty] | 25% | 75% | 41% | 42% | 17% | 0 | 0 | 0
[5 empty] | Standard | [18 empty] | 0 | 0 | 0
[5 empty] | Peak | [18 empty] | 0 | 0 | 0
|  |  | 10 | [14 empty] | TRUE
[5 empty] | OffPeak | [13 empty] | 25% | 75% | 41% | 42% | 17% | 0 | 0 | 0
[5 empty] | Standard | [18 empty] | 0 | 0 | 0
[5 empty] | Peak | [18 empty] | 0 | 0 | 0
|  |  | 11 | [14 empty] | TRUE
[5 empty] | OffPeak | [13 empty] | 25% | 75% | 41% | 42% | 17% | 0 | 0 | 0
[5 empty] | Standard | [18 empty] | 0 | 0 | 0
[5 empty] | Peak | [18 empty] | 0 | 0 | 0
|  |  | 12 | [14 empty] | TRUE
[5 empty] | OffPeak | [13 empty] | 25% | 75% | 41% | 42% | 17% | 0 | 0 | 0
[5 empty] | Standard | [18 empty] | 0 | 0 | 0
[5 empty] | Peak | [18 empty] | 0 | 0 | 0
|  |  | 13 | [14 empty] | TRUE
[5 empty] | OffPeak | [13 empty] | 25% | 75% | 41% | 42% | 17% | 0 | 0 | 0
[5 empty] | Standard | [18 empty] | 0 | 0 | 0
[5 empty] | Peak | [18 empty] | 0 | 0 | 0
|  |  | 14 | [14 empty] | TRUE
[5 empty] | OffPeak | [13 empty] | 25% | 75% | 41% | 42% | 17% | 0 | 0 | 0
[5 empty] | Standard | [18 empty] | 0 | 0 | 0
[5 empty] | Peak | [18 empty] | 0 | 0 | 0
|  |  | 15 | [14 empty] | TRUE
[5 empty] | OffPeak | [13 empty] | 25% | 75% | 41% | 42% | 17% | 0 | 0 | 0
[5 empty] | Standard | [18 empty] | 0 | 0 | 0
[5 empty] | Peak | [18 empty] | 0 | 0 | 0
|  |  |  | Total |  | 59227472 | 56421806 | 51553529 | 53094143 | 52217046 | 34718722 | 52705002 | 48235747 | 50633397 | 52498152 | 55798433 | 56752227 | [6 empty] | 623855676 | 172401505 | 451454171 | Data quality diagnostic
[27 empty] | 18.54% | Check
Demand (kVA) purchase inputs
[6 empty] | Total monthly purchases (kWh) July: Total monthly purchases (kVA) |  | Max values |  |  | Cumulative values
|  |  |  | POD Name | MD/NMD | July | August | September | October | November | December | January | February | March | April | May | June | TOTAL annual - manual | Annual Max | High Season | Low Season | Annual Cumulative | High Season | Low Season
|  |  | 1 | CONDALE 33KV | [13 empty] | TRUE
|  |  |  | CONDALE 33KV | MD | 119487 | 110867 | 102629 | 101292 | 101570 | 98848 | 44271 | 10 878,89 | 104598 | 108330 | 107933 | 119406 |  | 119487 | 119487 | 108330 | 1119231 | 349760 | 769471
|  |  |  | CONDALE 33KV | NMD | 140000 | 140000 | 140000 | 140000 | 140000 | 140000 | 140000 | 140000 | 140000 | 140000 | 140000 | 140000 |  | 140000 | 140000 | 140000 | 1680000 | 420000 | 1260000
|  |  | 2 | AZAADVILLE | [13 empty] | TRUE
|  |  |  | AZAADVILLE | MD | 6774 | 4800 | 3859 | 3572 | 4739 | 3631 | 3238 | 3717,19 | 4281 | 5000 | 4567.63 | 5162 |  | 6774 | 6774 | 5000 | 49623.63 | 16736 | 32887.63
|  |  |  | AZAADVILLE | NMD | 7500 | 7500 | 7500 | 7500 | 7500 | 7500 | 7500 | 7500 | 7500 | 7500 | 7500 | 7500 |  | 7500 | 7500 | 7500 | 90000 | 22500 | 67500
|  |  | 3 | [14 empty] | TRUE
[5 empty] | MD | [13 empty] | 0 | 0 | 0 | 0 | 0 | 0
[5 empty] | NMD | [13 empty] | 0 | 0 | 0 | 0 | 0 | 0
|  |  | 4 | [14 empty] | TRUE
[5 empty] | MD | [13 empty] | 0 | 0 | 0 | 0 | 0 | 0
[5 empty] | NMD | [13 empty] | 0 | 0 | 0 | 0 | 0 | 0
|  |  | 5 | [14 empty] | TRUE
[5 empty] | MD | [13 empty] | 0 | 0 | 0 | 0 | 0 | 0
[5 empty] | NMD | [13 empty] | 0 | 0 | 0 | 0 | 0 | 0
|  |  | 6 | [14 empty] | TRUE
[5 empty] | MD | [13 empty] | 0 | 0 | 0 | 0 | 0 | 0
[5 empty] | NMD | [13 empty] | 0 | 0 | 0 | 0 | 0 | 0
|  |  | 7 | [14 empty] | TRUE
[5 empty] | MD | [13 empty] | 0 | 0 | 0 | 0 | 0 | 0
[5 empty] | NMD | [13 empty] | 0 | 0 | 0 | 0 | 0 | 0
|  |  | 8 | [14 empty] | TRUE
[5 empty] | MD | [13 empty] | 0 | 0 | 0 | 0 | 0 | 0
[5 empty] | NMD | [13 empty] | 0 | 0 | 0 | 0 | 0 | 0
|  |  | 9 | [14 empty] | TRUE
[5 empty] | MD | [13 empty] | 0 | 0 | 0 | 0 | 0 | 0
[5 empty] | NMD | [13 empty] | 0 | 0 | 0 | 0 | 0 | 0
|  |  | 10 | [14 empty] | TRUE
[5 empty] | MD | [13 empty] | 0 | 0 | 0 | 0 | 0 | 0
[5 empty] | NMD | [13 empty] | 0 | 0 | 0 | 0 | 0 | 0
|  |  | 11 | [14 empty] | TRUE
[5 empty] | MD | [13 empty] | 0 | 0 | 0 | 0 | 0 | 0
[5 empty] | NMD | [13 empty] | 0 | 0 | 0 | 0 | 0 | 0
|  |  | 12 | [14 empty] | TRUE
[5 empty] | MD | [13 empty] | 0 | 0 | 0 | 0 | 0 | 0
[5 empty] | NMD | [13 empty] | 0 | 0 | 0 | 0 | 0 | 0
|  |  | 13 | [14 empty] | TRUE
[5 empty] | MD | [13 empty] | 0 | 0 | 0 | 0 | 0 | 0
[5 empty] | NMD | [13 empty] | 0 | 0 | 0 | 0 | 0 | 0
|  |  | 14 | [14 empty] | TRUE
[5 empty] | MD | [13 empty] | 0 | 0 | 0 | 0 | 0 | 0
[5 empty] | NMD | [13 empty] | 0 | 0 | 0 | 0 | 0 | 0
|  |  | 15 | [14 empty] | TRUE
[5 empty] | MD | [13 empty] | 0 | 0 | 0 | 0 | 0 | 0
[5 empty] | NMD | [13 empty] | 0 | 0 | 0 | 0 | 0 | 0
|  |  |  | Total |  | 273761 | 263167 | 253988 | 252364 | 253809 | 249979 | 195009 | 147500 | 256379 | 260830 | 260000.63 | 272068 |  | 273761 | 273761 | 260830 | 2938854.63 | 808996 | 2129858.63
Reactive Energy Inputs
|  |  |  | PODs | Power factor (cos phi)
|  |  | 1 | CONDALE 33KV | 1
|  |  | 2 | AZAADVILLE | 1
3
4
5
6
7
8
9
10
11
12
13
14
15
End of sheet
1. Input Data
Next sheet >
< Previous sheet
Map
Guide

## Commercial Inputs (Year 0)
Commercial Inputs (Year 0)
| This sheet contains commercial inputs for Year 0 (including monthly sales and the number of customers per customer category) | [6 empty] | Commercial Inputs (Year 0) | Check
| Commercial Inputs (Year 0) |  |  |  | 2024/25 | MORE INPUTS TO FILL >>>>> |  | MORE INPUTS TO FILL >>>>> |  | MORE INPUTS TO FILL >>>>> |  | MORE INPUTS TO FILL >>>>> |  | MORE INPUTS TO FILL >>>>> |  | MORE INPUTS TO FILL >>>>> |  |  |  | <<<<<<<< | <<<<<<<< |  | <<<<<<<<
|  | Energy (kWh) sales inputs | [15 empty] | [Test = TOTAL input bypass] |  |  | [Test = TOU tariffs OR TOU ratios bypass] | [Test = no monthly data + activate TOU ratios] | [Test = Manual TOU ratios bypass]
[6 empty] | Total monthly sales (kWh) | [12 empty] | Manual seasonal ratios |  | Manual TOU ratios | [5 empty] | Data Quality Diagnostic
|  |  |  | Customer category | TOU period | July | August | September | October | November | December | January | February | March | April | May | June | TOTAL annual - manual | High Season | Low Season | Offpeak | Standard | Peak | TOTAL - calculated | High Season | Low Season | Do all customer categories have inputs?
|  |  | 1 | Domestic (Standard) | [13 empty] | FALSE |  |  | TRUE | FALSE | TRUE
|  |  |  | Domestic (Standard) | All | [12 empty] | 120857584.93 | 30% | 70% |  | 100% |  | 120857584.93 | 36257275.479 | 84600309.451 | TRUE
|  |  |  | Domestic (Standard) | [19 empty] | 0 | 0 | 0 | TRUE
|  |  |  | Domestic (Standard) | [19 empty] | 0 | 0 | 0 | TRUE
|  |  | 2 | Domestic (Large) | [13 empty] | FALSE |  |  | TRUE | FALSE | TRUE
|  |  |  | Domestic (Large) | All | [12 empty] | 11528641.46 | 30% | 70% |  | 100% |  | 11528641.46 | 3458592.438 | 8070049.022 | TRUE
|  |  |  | Domestic (Large) | [19 empty] | 0 | 0 | 0 | TRUE
|  |  |  | Domestic (Large) | [19 empty] | 0 | 0 | 0 | TRUE
|  |  | 3 | Commercial Small | [13 empty] | FALSE |  |  | TRUE | FALSE | TRUE
|  |  |  | Commercial Small | All | [12 empty] | 14254421 | 30% | 70% |  | 100% |  | 14254421 | 4276326.3 | 9978094.7 | TRUE
|  |  |  | Commercial Small | [19 empty] | 0 | 0 | 0 | TRUE
|  |  |  | Commercial Small | [19 empty] | 0 | 0 | 0 | TRUE
|  |  | 4 | Commercial Medium | [13 empty] | FALSE |  |  | TRUE | FALSE | TRUE
|  |  |  | Commercial Medium | All | [12 empty] | 48307167.88 | 30% | 70% |  | 100% |  | 48307167.88 | 14492150.364 | 33815017.516 | TRUE
|  |  |  | Commercial Medium | [19 empty] | 0 | 0 | 0 | TRUE
|  |  |  | Commercial Medium | [19 empty] | 0 | 0 | 0 | TRUE
|  |  | 5 | Commercial Large | [13 empty] | FALSE |  |  | TRUE | FALSE | TRUE
|  |  |  | Commercial Large | All | [12 empty] | 73501494 | 30% | 70% |  | 100% |  | 73501494 | 22050448.2 | 51451045.8 | TRUE
|  |  |  | Commercial Large | [19 empty] | 0 | 0 | 0 | TRUE
|  |  |  | Commercial Large | [19 empty] | 0 | 0 | 0 | TRUE
|  |  | 6 | Industrial Medium | [13 empty] | FALSE |  |  | TRUE | FALSE | TRUE
|  |  |  | Industrial Medium | All | [12 empty] | 190015204.25 | 30% | 70% |  | 100% |  | 190015204.25 | 57004561.275 | 133010642.975 | TRUE
|  |  |  | Industrial Medium | [19 empty] | 0 | 0 | 0 | TRUE
|  |  |  | Industrial Medium | [19 empty] | 0 | 0 | 0 | TRUE
|  |  | 7 | Industrial Large | [13 empty] | FALSE |  |  | TRUE | FALSE | TRUE
|  |  |  | Industrial Large | All | [12 empty] | 20908500 | 30% | 70% |  | 100% |  | 20908500 | 6272550 | 14635950 | TRUE
|  |  |  | Industrial Large | [19 empty] | 0 | 0 | 0 | TRUE
|  |  |  | Industrial Large | [19 empty] | 0 | 0 | 0 | TRUE
|  |  | 8 | Commercial Medium-Flexi-time | [13 empty] | FALSE |  |  | TRUE | FALSE | TRUE
|  |  |  | Commercial Medium-Flexi-time | Offpeak | [12 empty] | 94167 | 30% | 70% |  | 100% |  | 94167 | 28250.1 | 65916.9 | TRUE
|  |  |  | Commercial Medium-Flexi-time | Standard | [18 empty] | 0 | 0 | 0 | TRUE
|  |  |  | Commercial Medium-Flexi-time | Peak | [18 empty] | 0 | 0 | 0 | TRUE
|  |  | 9 | Commercial Large-Flexi-time | [13 empty] | FALSE |  |  | TRUE | FALSE | TRUE
|  |  |  | Commercial Large-Flexi-time | Offpeak | [13 empty] | 30% | 70% |  | 100% |  | 0 | 0 | 0 | TRUE
|  |  |  | Commercial Large-Flexi-time | Standard | [18 empty] | 0 | 0 | 0 | TRUE
|  |  |  | Commercial Large-Flexi-time | Peak | [18 empty] | 0 | 0 | 0 | TRUE
|  |  | 10 | Industrial Medium-Flexi-time | [13 empty] | FALSE |  |  | TRUE | FALSE | TRUE
|  |  |  | Industrial Medium-Flexi-time | Offpeak | [13 empty] | 30% | 70% |  | 100% |  | 0 | 0 | 0 | TRUE
|  |  |  | Industrial Medium-Flexi-time | Standard | [18 empty] | 0 | 0 | 0 | TRUE
|  |  |  | Industrial Medium-Flexi-time | Peak | [18 empty] | 0 | 0 | 0 | TRUE
|  |  | 11 | Industrial Large-Flexi-time | [13 empty] | FALSE |  |  | TRUE | FALSE | TRUE
|  |  |  | Industrial Large-Flexi-time | Offpeak | [12 empty] | 20045628 | 30% | 70% |  | 100% |  | 20045628 | 6013688.4 | 14031939.6 | TRUE
|  |  |  | Industrial Large-Flexi-time | Standard | [18 empty] | 0 | 0 | 0 | TRUE
|  |  |  | Industrial Large-Flexi-time | Peak | [18 empty] | 0 | 0 | 0 | TRUE
|  |  | 12 | FBE (Domestic Indigent) | [13 empty] | FALSE |  |  | TRUE | FALSE | TRUE
|  |  |  | FBE (Domestic Indigent) | All | [12 empty] | 3525704.82 | 30% | 70% |  | 100% |  | 3525704.82 | 1057711.446 | 2467993.374 | TRUE
|  |  |  | FBE (Domestic Indigent) | [19 empty] | 0 | 0 | 0 | TRUE
|  |  |  | FBE (Domestic Indigent) | [19 empty] | 0 | 0 | 0 | TRUE
|  |  | 13 | Other consumers | [13 empty] | FALSE |  |  | TRUE | FALSE | TRUE
|  |  |  | Other consumers | All | [13 empty] | 30% | 70% |  | 100% |  | 0 | 0 | 0 | TRUE
|  |  |  | Other consumers | [19 empty] | 0 | 0 | 0 | TRUE
|  |  |  | Other consumers | [19 empty] | 0 | 0 | 0 | TRUE
|  |  | 14 | Sold to other municipal departments | [13 empty] | FALSE |  |  | TRUE | FALSE | TRUE
|  |  |  | Sold to other municipal departments | All | [12 empty] | 5170544 | 30% | 70% |  | 100% |  | 5170544 | 1551163.2 | 3619380.8 | TRUE
|  |  |  | Sold to other municipal departments | [19 empty] | 0 | 0 | 0 | TRUE
|  |  |  | Sold to other municipal departments | [19 empty] | 0 | 0 | 0 | TRUE
|  |  | 15 | [14 empty] | 0 |  |  | TRUE | TRUE | TRUE
[5 empty] | All | [12 empty] | 0 | 30% | 70% |  | 100% |  | 0 | 0 | 0 | TRUE
[24 empty] | 0 | 0 | 0 | TRUE
[24 empty] | 0 | 0 | 0 | TRUE
|  |  | 16 | [14 empty] | 0 |  |  | TRUE | TRUE | TRUE
[5 empty] | All | [12 empty] | 0 | 30% | 70% |  | 100% |  | 0 | 0 | 0 | TRUE
[24 empty] | 0 | 0 | 0 | TRUE
[24 empty] | 0 | 0 | 0 | TRUE
|  |  | 17 | [14 empty] | 0 |  |  | TRUE | TRUE | TRUE
[5 empty] | All | [12 empty] | 0 | 30% | 70% |  | 100% |  | 0 | 0 | 0 | TRUE
[24 empty] | 0 | 0 | 0 | TRUE
[24 empty] | 0 | 0 | 0 | TRUE
|  |  | 18 | [14 empty] | 0 |  |  | TRUE | TRUE | TRUE
[5 empty] | All | [12 empty] | 0 | 30% | 70% |  | 100% |  | 0 | 0 | 0 | TRUE
[24 empty] | 0 | 0 | 0 | TRUE
[24 empty] | 0 | 0 | 0 | TRUE
|  |  | 19 | [14 empty] | 0 |  |  | TRUE | TRUE | TRUE
[5 empty] | All | [12 empty] | 0 | 30% | 70% |  | 100% |  | 0 | 0 | 0 | TRUE
[24 empty] | 0 | 0 | 0 | TRUE
[24 empty] | 0 | 0 | 0 | TRUE
|  |  | 20 | [14 empty] | 0 |  |  | TRUE | TRUE | TRUE
[5 empty] | All | [12 empty] | 0 | 30% | 70% |  | 100% |  | 0 | 0 | 0 | TRUE
[24 empty] | 0 | 0 | 0 | TRUE
[24 empty] | 0 | 0 | 0 | TRUE
|  |  | 21 | [14 empty] | 0 |  |  | TRUE | TRUE | TRUE
[5 empty] | All | [12 empty] | 0 | 30% | 70% |  | 100% |  | 0 | 0 | 0 | TRUE
[24 empty] | 0 | 0 | 0 | TRUE
[24 empty] | 0 | 0 | 0 | TRUE
|  |  | 22 | [14 empty] | 0 |  |  | TRUE | TRUE | TRUE
[5 empty] | All | [12 empty] | 0 | 30% | 70% |  | 100% |  | 0 | 0 | 0 | TRUE
[24 empty] | 0 | 0 | 0 | TRUE
[24 empty] | 0 | 0 | 0 | TRUE
|  |  | 23 | [14 empty] | 0 |  |  | TRUE | TRUE | TRUE
[5 empty] | All | [12 empty] | 0 | 30% | 70% |  | 100% |  | 0 | 0 | 0 | TRUE
[24 empty] | 0 | 0 | 0 | TRUE
[24 empty] | 0 | 0 | 0 | TRUE
|  |  | 24 | [14 empty] | 0 |  |  | TRUE | TRUE | TRUE
[5 empty] | All | [12 empty] | 0 | 30% | 70% |  | 100% |  | 0 | 0 | 0 | TRUE
[24 empty] | 0 | 0 | 0 | TRUE
[24 empty] | 0 | 0 | 0 | TRUE
|  |  | 25 | [14 empty] | 0 |  |  | TRUE | TRUE | TRUE
[5 empty] | All | [12 empty] | 0 | 30% | 70% |  | 100% |  | 0 | 0 | 0 | TRUE
[24 empty] | 0 | 0 | 0 | TRUE
[24 empty] | 0 | 0 | 0 | TRUE
|  |  |  | Total |  | 0 | 0 | 0 | 0 | 0 | 0 | 0 | 0 | 0 | 0 | 0 | 0 | [6 empty] | 508209057.34 | 152462717.202 | 355746340.138 | TRUE
Are total losses between 4% and 40%?
[27 empty] | 18.54% | YES
Customer base (number of PODs) inputs by customer category - Year 0
|  |  |  | Customer Categories | Number of customers (Year 0) | Total monthly sales (kWh) July: Weighted customer number for allocation of customer-related costs
|  |  | 1 | Domestic (Standard) | 23665 | bar: Total monthly sales (kWh) July
|  |  | 2 | Domestic (Large) | 1411 | bar: Total monthly sales (kWh) July
|  |  | 3 | Commercial Small | 2459 | Total monthly sales (kWh) July: 20
|  |  | 4 | Commercial Medium | 300 | Total monthly sales (kWh) July: 20
|  |  | 5 | Commercial Large | 36 | Total monthly sales (kWh) July: 20
|  |  | 6 | Industrial Medium | 192 | Total monthly sales (kWh) July: 80
|  |  | 7 | Industrial Large | 37 | Total monthly sales (kWh) July: 80
|  |  | 8 | Commercial Medium-Flexi-time | 1 | Total monthly sales (kWh) July: 20
|  |  | 9 | Commercial Large-Flexi-time | 0 | Total monthly sales (kWh) July: 20
|  |  | 10 | Industrial Medium-Flexi-time | 0 | Total monthly sales (kWh) July: 80
|  |  | 11 | Industrial Large-Flexi-time | 10 | Total monthly sales (kWh) July: 80
|  |  | 12 | FBE (Domestic Indigent) | 3438 | bar: Total monthly sales (kWh) July
|  |  | 13 | Other consumers | 0 | Total monthly sales (kWh) July: 3
|  |  | 14 | Sold to other municipal departments | 244 | Total monthly sales (kWh) July: 20
15 | bar: Total monthly sales (kWh) July
16 | bar: Total monthly sales (kWh) July
17 | bar: Total monthly sales (kWh) July
18 | bar: Total monthly sales (kWh) July
19 | bar: Total monthly sales (kWh) July
20 | bar: Total monthly sales (kWh) July
21 | bar: Total monthly sales (kWh) July
22 | bar: Total monthly sales (kWh) July
23 | bar: Total monthly sales (kWh) July
24 | bar: Total monthly sales (kWh) July
25 | bar: Total monthly sales (kWh) July
|  |  |  | Total | 31793 | Total monthly sales (kWh) July: 446
End of sheet
1. Input Data
Next sheet >
< Previous sheet
Map
Guide

## Years 1-4 Data Inputs -->
Years 1-4 Data Inputs -->
Next sheet >
< Previous sheet
Map
Guide

## Financial Inputs (Years 1-4)
Financial Inputs (Years 1-4)
This sheet contains financial inputs forecasts (including OPEX, non-electricity supply revenues and non-Eskom purchase inputs)
| Financial Inputs (Years 1-4) |  |  |  |  | 2025/26 |  |  | 2026/27
OPEX inputs (non purchase)
[6 empty] | Inputs | [7 empty] | Summary |  |  |  |  | Summary - Wires |  |  |  |  | Summary - Retail
[5 empty] | Year: | 1 | 1 | 2 | 2 | 3 | 3 | 4 | 4 | 0 | 1 | 2 | 3 | 4 | 0 | 1 | 2 | 3 | 4 | 0 | 1 | 2 | 3 | 4
[5 empty] | Methodology selection: | 1 | 0 | 1 | 0 | 1 | 0 | 1 | 0 | 0 | 1 | 1 | 1 | 1 | 0 | 1 | 1 | 1 | 1 | 0 | 1 | 1 | 1 | 1
[5 empty] | Year 0 estimate (Rand) | Year 1 estimate (Rand) |  | Year 2 estimate (Rand) |  | Year 3 estimate (Rand) |  | Year 4 estimate (Rand) |  | Year 0 estimate (Rand) | Year 1 estimate (Rand) | Year 2 estimate (Rand) | Year 3 estimate (Rand) | Year 4 estimate (Rand) | Year 0 estimate (Rand) | Year 1 estimate (Rand) | Year 2 estimate (Rand) | Year 3 estimate (Rand) | Year 4 estimate (Rand) | Year 0 estimate (Rand) | Year 1 estimate (Rand) | Year 2 estimate (Rand) | Year 3 estimate (Rand) | Year 4 estimate (Rand)
|  |  |  | Network OPEX | 0 | 0 |  | 0 | 0 | 0 | 0 | 0 | 0 | 0 | 0 | 0 | 0 | 0 | 0 | 0 | 0 | 0 | 0 | 0 | 0 | 0 | 0 | 0
[5 empty] | 0 |  |  | 0 |  | 0 |  | 0 |  | 0 | 0 | 0 | 0 | 0 | 0 | 0 | 0 | 0 | 0 | 0 | 0 | 0 | 0 | 0
[5 empty] | 0 |  |  | 0 |  | 0 |  | 0 |  | 0 | 0 | 0 | 0 | 0 | 0 | 0 | 0 | 0 | 0 | 0 | 0 | 0 | 0 | 0
[5 empty] | 0 |  |  | 0 |  | 0 |  | 0 |  | 0 | 0 | 0 | 0 | 0 | 0 | 0 | 0 | 0 | 0 | 0 | 0 | 0 | 0 | 0
[5 empty] | 0 |  |  | 0 |  | 0 |  | 0 |  | 0 | 0 | 0 | 0 | 0 | 0 | 0 | 0 | 0 | 0 | 0 | 0 | 0 | 0 | 0
[5 empty] | 0 |  |  | 0 |  | 0 |  | 0 |  | 0 | 0 | 0 | 0 | 0 | 0 | 0 | 0 | 0 | 0 | 0 | 0 | 0 | 0 | 0
[5 empty] | 0 |  |  | 0 |  | 0 |  | 0 |  | 0 | 0 | 0 | 0 | 0 | 0 | 0 | 0 | 0 | 0 | 0 | 0 | 0 | 0 | 0
[5 empty] | 0 |  |  | 0 |  | 0 |  | 0 |  | 0 | 0 | 0 | 0 | 0 | 0 | 0 | 0 | 0 | 0 | 0 | 0 | 0 | 0 | 0
[5 empty] | 0 |  |  | 0 |  | 0 |  | 0 |  | 0 | 0 | 0 | 0 | 0 | 0 | 0 | 0 | 0 | 0 | 0 | 0 | 0 | 0 | 0
[5 empty] | 0 |  |  | 0 |  | 0 |  | 0 |  | 0 | 0 | 0 | 0 | 0 | 0 | 0 | 0 | 0 | 0 | 0 | 0 | 0 | 0 | 0
[5 empty] | 0 |  |  | 0 |  | 0 |  | 0 |  | 0 | 0 | 0 | 0 | 0 | 0 | 0 | 0 | 0 | 0 | 0 | 0 | 0 | 0 | 0
|  |  |  | Retail OPEX | 0 |  |  | 0 | 0 | 0 | 0 | 0 |  | 0 | 0 | 0 | 0 | 0 | 0 | 0 | 0 | 0 | 0 | 0 | 0 | 0 | 0 | 0
[5 empty] | 0 |  |  | 0 |  | 0 |  | 0 |  | 0 | 0 | 0 | 0 | 0 | 0 | 0 | 0 | 0 | 0 | 0 | 0 | 0 | 0 | 0
[5 empty] | 0 |  |  | 0 |  | 0 |  | 0 |  | 0 | 0 | 0 | 0 | 0 | 0 | 0 | 0 | 0 | 0 | 0 | 0 | 0 | 0 | 0
[5 empty] | 0 |  |  | 0 |  | 0 |  | 0 |  | 0 | 0 | 0 | 0 | 0 | 0 | 0 | 0 | 0 | 0 | 0 | 0 | 0 | 0 | 0
[5 empty] | 0 |  |  | 0 |  | 0 |  | 0 |  | 0 | 0 | 0 | 0 | 0 | 0 | 0 | 0 | 0 | 0 | 0 | 0 | 0 | 0 | 0
[5 empty] | 0 |  |  | 0 |  | 0 |  | 0 |  | 0 | 0 | 0 | 0 | 0 | 0 | 0 | 0 | 0 | 0 | 0 | 0 | 0 | 0 | 0
[5 empty] | 0 |  |  | 0 |  | 0 |  | 0 |  | 0 | 0 | 0 | 0 | 0 | 0 | 0 | 0 | 0 | 0 | 0 | 0 | 0 | 0 | 0
[5 empty] | 0 |  |  | 0 |  | 0 |  | 0 |  | 0 | 0 | 0 | 0 | 0 | 0 | 0 | 0 | 0 | 0 | 0 | 0 | 0 | 0 | 0
[5 empty] | 0 |  |  | 0 |  | 0 |  | 0 |  | 0 | 0 | 0 | 0 | 0 | 0 | 0 | 0 | 0 | 0 | 0 | 0 | 0 | 0 | 0
[5 empty] | 0 |  |  | 0 |  | 0 |  | 0 |  | 0 | 0 | 0 | 0 | 0 | 0 | 0 | 0 | 0 | 0 | 0 | 0 | 0 | 0 | 0
[5 empty] | 0 |  |  | 0 |  | 0 |  | 0 |  | 0 | 0 | 0 | 0 | 0 | 0 | 0 | 0 | 0 | 0 | 0 | 0 | 0 | 0 | 0
|  |  |  | General & Other | 132029007 | 166602419 |  | 196087394 | 0 | 0 | 0 | 0 | 0 | 132029007 | 166602419 | 196087394 | 0 | 0 | 114038332 | 138746283 | 166954380 | 0 | 0 | 17990675 | 27856136 | 29133014 | 0 | 0
|  |  |  | Salaries and allowances | 41498463 | 35433416 |  | 38002344 | [5 empty] | 41498463 | 35433416 | 38002344 | 0 | 0 | 41498463 | 35433416 | 38002344 | 0 | 0 | 0 | 0 | 0 | 0 | 0
|  |  |  | Materials and supplies | 270623 | 2394291 |  | 3506268 | [5 empty] | 270623 | 2394291 | 3506268 | 0 | 0 | 270623 | 2394291 | 3506268 | 0 | 0 | 0 | 0 | 0 | 0 | 0
|  |  |  | Contracted Services | 17304185 | 38219284 |  | 62746476 | [5 empty] | 17304185 | 38219284 | 62746476 | 0 | 0 | 17304185 | 38219284 | 62746476 | 0 | 0 | 0 | 0 | 0 | 0 | 0
|  |  |  | Salaries, wages and allowances (exclu. Repairs and Maintenance) | 6871043 | 17611710 |  | 18888588 | [5 empty] | 6871043 | 17611710 | 18888588 | 0 | 0 | 0 | 0 | 0 | 0 | 0 | 6871043 | 17611710 | 18888588 | 0 | 0
|  |  |  | Payments to consultants (operational work) | 0 | 0 |  | 0 | [5 empty] | 0 | 0 | 0 | 0 | 0 | 0 | 0 | 0 | 0 | 0 | 0 | 0 | 0 | 0 | 0
|  |  |  | Eskom debts' interests | 0 | 0 |  | 0 | [5 empty] | 0 | 0 | 0 | 0 | 0 | 0 | 0 | 0 | 0 | 0 | 0 | 0 | 0 | 0 | 0
|  |  |  | Other creditors interests | 11119632 | 10244426 |  | 10244426 | [5 empty] | 11119632 | 10244426 | 10244426 | 0 | 0 | 0 | 0 | 0 | 0 | 0 | 11119632 | 10244426 | 10244426 | 0 | 0
|  |  |  | Current year depreciation | 54965061 | 62699292 |  | 62699292 | [5 empty] | 54965061 | 62699292 | 62699292 | 0 | 0 | 54965061 | 62699292 | 62699292 | 0 | 0 | 0 | 0 | 0 | 0 | 0
|  |  |  | NMD exceedance penalties | 0 | 0 |  | 0 | [5 empty] | 0 | 0 | 0 | 0 | 0 | 0 | 0 | 0 | 0 | 0 | 0 | 0 | 0 | 0 | 0
[5 empty] | 0 |  |  | 0 | [5 empty] | 0 | 0 | 0 | 0 | 0 | 0 | 0 | 0 | 0 | 0 | 0 | 0 | 0 | 0 | 0
|  |  |  | Shared OPEX | 342023463 | 266246913.9623 |  | 269191519.0934 | 0 | 0 | 0 | 0 | 0 | 342023463 | 266246913.9623 | 269191519.0934 | 0 | 0 | 153307796 | 89035936.8312 | 86535953.8312 | 0 | 0 | 188715667 | 177210977.1312 | 182655565.2622 | 0 | 0
|  |  |  | Bad debts written-off | 35407871 | 88175040.3 |  | 96119611.431 |  | 0 |  | 0 |  | 35407871 | 88175040.3 | 96119611.431 | 0 | 0 | 0 | 0 | 0 | 0 | 0 | 35407871 | 88175040.3 | 96119611.431 | 0 | 0
|  |  |  | FBE paid to Eskom | 0 | 0 |  | 0 |  | 0 |  | 0 |  | 0 | 0 | 0 | 0 | 0 | 0 | 0 | 0 | 0 | 0 | 0 | 0 | 0 | 0 | 0
|  |  |  | Charges from other Municipal Departments | 303434478 | 154409327.6623 |  | 154409327.6623 |  | 0 |  | 0 |  | 303434478 | 154409327.6623 | 154409327.6623 | 0 | 0 | 151717239 | 77204663.8312 | 77204663.8312 | 0 | 0 | 151717239 | 77204663.8312 | 77204663.8312 | 0 | 0
|  |  |  | General Expenses | 3181114 | 23662546 |  | 18662580 |  | 0 |  | 0 |  | 3181114 | 23662546 | 18662580 | 0 | 0 | 1590557 | 11831273 | 9331290 | 0 | 0 | 1590557 | 11831273 | 9331290 | 0 | 0
[5 empty] | 0 |  |  | 0 |  | 0 |  | 0 |  | 0 | 0 | 0 | 0 | 0 | 0 | 0 | 0 | 0 | 0 | 0 | 0 | 0 | 0 | 0
[5 empty] | 0 |  |  | 0 |  | 0 |  | 0 |  | 0 | 0 | 0 | 0 | 0 | 0 | 0 | 0 | 0 | 0 | 0 | 0 | 0 | 0 | 0
[5 empty] | 0 |  |  | 0 |  | 0 |  | 0 |  | 0 | 0 | 0 | 0 | 0 | 0 | 0 | 0 | 0 | 0 | 0 | 0 | 0 | 0 | 0
[5 empty] | 0 |  |  | 0 |  | 0 |  | 0 |  | 0 | 0 | 0 | 0 | 0 | 0 | 0 | 0 | 0 | 0 | 0 | 0 | 0 | 0 | 0
[5 empty] | 0 |  |  | 0 |  | 0 |  | 0 |  | 0 | 0 | 0 | 0 | 0 | 0 | 0 | 0 | 0 | 0 | 0 | 0 | 0 | 0 | 0
[5 empty] | 0 |  |  | 0 |  | 0 |  | 0 |  | 0 | 0 | 0 | 0 | 0 | 0 | 0 | 0 | 0 | 0 | 0 | 0 | 0 | 0 | 0
|  |  |  | Total | 474052470 | [8 empty] | 474052470 | 432849332.9623 | 465278913.0934 | 0 | 0 | 267346128 | 227782219.8312 | 253490333.8312 | 0 | 0 | 206706342 | 205067113.1312 | 211788579.2622 | 0 | 0
Non-electricity supply revenues (will be netted out of OPEX)
[5 empty] | Year 0 estimate | Year 1 estimate (Rand) |  | Year 2 estimate (Rand) |  | Year 3 estimate (Rand) |  | Year 4 estimate (Rand) |  | Year 0 estimate (Rand) | Year 1 estimate (Rand) | Year 2 estimate (Rand) | Year 3 estimate (Rand) | Year 4 estimate (Rand) | Year 0 estimate (Rand) | Year 1 estimate (Rand) | Year 2 estimate (Rand) | Year 3 estimate (Rand) | Year 4 estimate (Rand) | Year 0 estimate (Rand) | Year 1 estimate (Rand) | Year 2 estimate (Rand) | Year 3 estimate (Rand) | Year 4 estimate (Rand)
Other revenues
|  |  |  | Reconnection fees | 0 |  |  | 0 |  | 0 |  | 0 |  | 0 | 0 | 0 | 0 | 0 | 0 | 0 | 0 | 0 | 0 | 0 | 0 | 0 | 0 | 0
|  |  |  | New connections | 0 |  |  | 0 |  | 0 |  | 0 |  | 0 | 0 | 0 | 0 | 0 | 0 | 0 | 0 | 0 | 0 | 0 | 0 | 0 | 0 | 0
|  |  |  | Other revenue | 55028578 | 118321229 |  | 125744827 |  | 0 |  | 0 |  | 55028578 | 118321229 | 125744827 | 0 | 0 | 0 | 0 | 0 | 0 | 0 | 55028578 | 118321229 | 125744827 | 0 | 0
[5 empty] | 0 |  |  | 0 |  | 0 |  | 0 |  | 0 | 0 | 0 | 0 | 0 | 0 | 0 | 0 | 0 | 0 | 0 | 0 | 0 | 0 | 0
[5 empty] | 0 |  |  | 0 |  | 0 |  | 0 |  | 0 | 0 | 0 | 0 | 0 | 0 | 0 | 0 | 0 | 0 | 0 | 0 | 0 | 0 | 0
[5 empty] | 0 |  |  | 0 |  | 0 |  | 0 |  | 0 | 0 | 0 | 0 | 0 | 0 | 0 | 0 | 0 | 0 | 0 | 0 | 0 | 0 | 0
[5 empty] | 0 |  |  | 0 |  | 0 |  | 0 |  | 0 | 0 | 0 | 0 | 0 | 0 | 0 | 0 | 0 | 0 | 0 | 0 | 0 | 0 | 0
[5 empty] | 0 |  |  | 0 |  | 0 |  | 0 |  | 0 | 0 | 0 | 0 | 0 | 0 | 0 | 0 | 0 | 0 | 0 | 0 | 0 | 0 | 0
[5 empty] | 0 |  |  | 0 |  | 0 |  | 0 |  | 0 | 0 | 0 | 0 | 0 | 0 | 0 | 0 | 0 | 0 | 0 | 0 | 0 | 0 | 0
[5 empty] | 0 |  |  | 0 |  | 0 |  | 0 |  | 0 | 0 | 0 | 0 | 0 | 0 | 0 | 0 | 0 | 0 | 0 | 0 | 0 | 0 | 0
[5 empty] | 0 |  |  | 0 |  | 0 |  | 0 |  | 0 | 0 | 0 | 0 | 0 | 0 | 0 | 0 | 0 | 0 | 0 | 0 | 0 | 0 | 0
[5 empty] | 0 |  |  | 0 |  | 0 |  | 0 |  | 0 | 0 | 0 | 0 | 0 | 0 | 0 | 0 | 0 | 0 | 0 | 0 | 0 | 0 | 0
|  |  |  | Total | 55028578 | [8 empty] | 55028578 | 118321229 | 125744827 | 0 | 0 | 0 | 0 | 0 | 0 | 0 | 55028578 | 118321229 | 125744827 | 0 | 0
New core network capital investments - capital budget
|  |  |  | Asset Group Label | Investments in year 1 | Investments in year 2 | Investments in year 3 | Investments in year 4
|  |  | 1 | 33-132-275kV / Mixed | 0 | 0 | 0 | 0
|  |  | 2 | 6.6-11 kV / Mixed | 0 | 0 | 0 | 0
|  |  | 3 | 400 V / Mixed | 0 | 0 | 0 | 0
|  |  | 4 |  | 0 | 0 | 0 | 0
|  |  | 5 |  | 0 | 0 | 0 | 0
|  |  | 6 |  | 0 | 0 | 0 | 0
|  |  | 7 |  | 0 | 0 | 0 | 0
|  |  | 8 |  | 0 | 0 | 0 | 0
|  |  | 9 |  | 0 | 0 | 0 | 0
|  |  | 10 |  | 0 | 0 | 0 | 0
|  |  | 11 |  | 0 | 0 | 0 | 0
|  |  | 12 |  | 0 | 0 | 0 | 0
|  |  | 13 |  | 0 | 0 | 0 | 0
|  |  | 14 |  | 0 | 0 | 0 | 0
|  |  | 15 |  | 0 | 0 | 0 | 0
|  |  | 16 |  | 0 | 0 | 0 | 0
|  |  | 17 |  | 0 | 0 | 0 | 0
|  |  | 18 |  | 0 | 0 | 0 | 0
|  |  | 19 |  | 0 | 0 | 0 | 0
|  |  | 20 |  | 0 | 0 | 0 | 0
[5 empty] | 0 | 0 | 0 | 0
New core network capital investments - total length
|  |  |  | Asset Group Label | Length of investments in year 1 | Length of investments in year 2 | Length of investments in year 3 | Length of investments in year 4
|  |  | 1 | 33-132-275kV / Mixed | 0 | 0 | 0 | 0
|  |  | 2 | 6.6-11 kV / Mixed | 0 | 0 | 0 | 0
|  |  | 3 | 400 V / Mixed | 0 | 0 | 0 | 0
|  |  | 4 |  | 0 | 0 | 0 | 0
|  |  | 5 |  | 0 | 0 | 0 | 0
|  |  | 6 |  | 0 | 0 | 0 | 0
|  |  | 7 |  | 0 | 0 | 0 | 0
|  |  | 8 |  | 0 | 0 | 0 | 0
|  |  | 9 |  | 0 | 0 | 0 | 0
|  |  | 10 |  | 0 | 0 | 0 | 0
|  |  | 11 |  | 0 | 0 | 0 | 0
|  |  | 12 |  | 0 | 0 | 0 | 0
|  |  | 13 |  | 0 | 0 | 0 | 0
|  |  | 14 |  | 0 | 0 | 0 | 0
|  |  | 15 |  | 0 | 0 | 0 | 0
|  |  | 16 |  | 0 | 0 | 0 | 0
|  |  | 17 |  | 0 | 0 | 0 | 0
|  |  | 18 |  | 0 | 0 | 0 | 0
|  |  | 19 |  | 0 | 0 | 0 | 0
|  |  | 20 |  | 0 | 0 | 0 | 0
Other capital investments
Asset Group Names can only be edited in the "Asset Register Inputs" sheet
|  |  |  | Asset Group Label | Investments in year 1 | Investments in year 2 | Investments in year 3 | Investments in year 4
|  |  | 1 | XX | 0 | 0 | 0 | 0
|  |  | 2 | XX | 0 | #REF! | 0 | 0
|  |  | 3 | XX | 0 | #REF! | 0 | 0
|  |  | 4 | XX | 0
|  |  | 5 | XX | 0 | #REF! | 0 | 0
|  |  | 6 | XX | 0 | #REF! | 0 | 0
|  |  | 7 | XX | 0 | #REF! | 0 | 0
|  |  | 8 | XX | 0 | #REF! | 0 | 0
|  |  | 9 | XX | 0 | #REF! | 0 | 0
|  |  | 10 | XX | 0 | #REF! | 0 | 0
|  |  | 11 | XX | 0 | #REF! | 0 | 0
|  |  | 12 | XX | 0 | #REF! | 0 | 0
|  |  | 13 | XX | 0 | #REF! | 0 | 0
|  |  | 14 | XX | 0 | #REF! | 0 | 0
|  |  | 15 | XX | 0 | #REF! | 0 | 0
|  |  | 16 | XX | 0 | #REF! | 0 | 0
|  |  | 17 | XX | 0 | #REF! | 0 | 0
|  |  | 18 | XX | 0 | #REF! | 0 | 0
|  |  | 19 | XX | 0 | #REF! | 0 | 0
|  |  | 20 | XX | 0 | #REF! | 0 | 0
[5 empty] | 0 | #REF! | 0 | 0
Future variations in Eskom tarif
Summary
[6 empty] | Annual increase in Year 2 | Annual increase in Year 3 | Annual increase in Year 4 | Cumulative increase Y1-Y1 | Cumulative increase Y1-Y2 | Cumulative increase Y1-Y3 | Cumulative increase Y1-Y4
|  |  |  | Average year on year increase in Eskom tariff |  | 9.01% |  |  | 100% | 109% | 109% | 109%
End of sheet
1. Input Data
Next sheet >
< Previous sheet
Map
Guide

## Commercial Inputs (Years 1-4)
Commercial Inputs (Years 1-4)
This sheet contains commercial inputs forecasts (including monthly sales and the number of customers per customer category) | [5 empty] | Commercial Inputs (Years 1-4) | Add Input | data quality diagnostic
Commercial Inputs (Years 1-4) |  |  |  | 2025/26 |  | 2026/27
Commercial inputs by customer category - Sales growth forecasts
|  |  |  | Inputs | [7 empty] | Summary
|  |  | Year: | 1 | 1 | 2 | 2 | 3 | 3 | 4 | 4 | 0 | 1 | 2 | 3 | 4
|  |  | Methodology selection: | 1 | 1 | 1 | 1 | 1 | 1 | 1 | 1 | 0 | 0 | 0 | 0 | 0 | Data quality diagnostic
|  | Customer Categories | Year 0 estimate (kWh) |  | Year 1 estimate (% increase) |  | Year 2 estimate (% increase) |  | Year 3 estimate (% increase) |  | Year 4 estimate (% increase) | Year 0 estimate (kWh) | Year 1 estimate (kWh) | Year 2 estimate (kWh) | Year 3 estimate (kWh) | Year 4 estimate (kWh) | Do all customer categories have inputs? | Is the monthly consumption for each customer category coherent?
| 1 | Domestic (Standard) | 120857584.93 |  | 7% |  | 7% |  |  |  |  | 120857584.93 | 129317615.8751 | 138369848.9864 | 138369848.9864 | 138369848.9864 | TRUE | YES
| 2 | Domestic (Large) | 11528641.46 |  | 1% |  | 1% |  |  |  |  | 11528641.46 | 11643927.8746 | 11760367.1533 | 11760367.1533 | 11760367.1533 | TRUE | YES
| 3 | Commercial Small | 14254421 |  | 2% |  | 2% |  |  |  |  | 14254421 | 14539509.42 | 14830299.6084 | 14830299.6084 | 14830299.6084 | TRUE
| 4 | Commercial Medium | 48307167.88 |  | 2% |  | 2% |  |  |  |  | 48307167.88 | 49273311.2376 | 50258777.4624 | 50258777.4624 | 50258777.4624 | TRUE
| 5 | Commercial Large | 73501494 |  | 2% |  | 2% |  |  |  |  | 73501494 | 74971523.88 | 76470954.3576 | 76470954.3576 | 76470954.3576 | TRUE
| 6 | Industrial Medium | 190015204.25 |  | 6% |  | 6% |  |  |  |  | 190015204.25 | 201416116.505 | 213501083.4953 | 213501083.4953 | 213501083.4953 | TRUE
| 7 | Industrial Large | 20908500 |  | 3% |  | 3% |  |  |  |  | 20908500 | 21535755 | 22181827.65 | 22181827.65 | 22181827.65 | TRUE
| 8 | Commercial Medium-Flexi-time | 94167 |  | 0.0005% |  | 0.0005% |  |  |  |  | 94167 | 94167.4708 | 94167.9417 | 94167.9417 | 94167.9417 | TRUE
| 9 | Commercial Large-Flexi-time | 0 | [8 empty] | 0 | 0 | 0 | 0 | 0 | TRUE
| 10 | Industrial Medium-Flexi-time | 0 | [8 empty] | 0 | 0 | 0 | 0 | 0 | TRUE
| 11 | Industrial Large-Flexi-time | 20045628 |  | 1% |  | 1% |  |  |  |  | 20045628 | 20246084.28 | 20448545.1228 | 20448545.1228 | 20448545.1228 | TRUE
| 12 | FBE (Domestic Indigent) | 3525704.82 |  | 9% |  | 9% |  |  |  |  | 3525704.82 | 3843018.2538 | 4188889.8966 | 4188889.8966 | 4188889.8966 | TRUE | YES
| 13 | Other consumers | 0 | [8 empty] | 0 | 0 | 0 | 0 | 0 | TRUE | NO
| 14 | Sold to other municipal departments | 5170544 |  | 0.1% |  | 0.1% |  |  |  |  | 5170544 | 5175714.544 | 5180890.2585 | 5180890.2585 | 5180890.2585 | TRUE
| 15 |  | 0 | [8 empty] | 0 | 0 | 0 | 0 | 0
| 16 |  | 0 | [8 empty] | 0 | 0 | 0 | 0 | 0
| 17 |  | 0 | [8 empty] | 0 | 0 | 0 | 0 | 0
| 18 |  | 0 | [8 empty] | 0 | 0 | 0 | 0 | 0
| 19 |  | 0 | [8 empty] | 0 | 0 | 0 | 0 | 0
| 20 |  | 0 | [8 empty] | 0 | 0 | 0 | 0 | 0
| 21 |  | 0 | [8 empty] | 0 | 0 | 0 | 0 | 0
| 22 |  | 0 | [8 empty] | 0 | 0 | 0 | 0 | 0
| 23 |  | 0 | [8 empty] | 0 | 0 | 0 | 0 | 0
| 24 |  | 0 | [8 empty] | 0 | 0 | 0 | 0 | 0
| 25 |  | 0 | [8 empty] | 0 | 0 | 0 | 0 | 0
|  | Total | 508209057.34 | 0 |  | 0 |  | 0 |  | 0 |  | 508209057.34 | 532056744.3409 | 557285651.933 | 557285651.933 | 557285651.933 | TRUE | Error
Commercial inputs by customer category - customer base forecasts
|  |  |  | Inputs | [7 empty] | Summary
|  |  | Year: | 1 | 1 | 2 | 2 | 3 | 3 | 4 | 4 | 0 | 1 | 2 | 3 | 4
|  |  | Methodology selection: | 0 | 0 | 0 | 0 | 1 | 1 | 1 | 1 | 0 | 1 | 1 | 0 | 0
|  | Customer Categories | Year 0 estimate (#) | Year 1 estimate (#) |  | Year 2 estimate (#) |  |  | Year 3 estimate (% increase) |  | Year 4 estimate (% increase) | Year 0 estimate (#) | Year 1 estimate (#) | Year 2 estimate (#) | Year 3 estimate (#) | Year 4 estimate (#) | Do all customer categories have inputs?
| 1 | Domestic (Standard) | 23665 | 23901.65 |  | 23901.65 | [5 empty] | 23665 | 23901.65 | 23901.65 | 23901.65 | 23901.65 | TRUE
| 2 | Domestic (Large) | 1411 | 1425.11 |  | 1425.11 | [5 empty] | 1411 | 1425.11 | 1425.11 | 1425.11 | 1425.11 | TRUE
| 3 | Commercial Small | 2459 | 2483.59 |  | 2483.59 | [5 empty] | 2459 | 2483.59 | 2483.59 | 2483.59 | 2483.59 | TRUE
| 4 | Commercial Medium | 300 | 303 |  | 303 | [5 empty] | 300 | 303 | 303 | 303 | 303 | TRUE
| 5 | Commercial Large | 36 | 36.36 |  | 36.36 | [5 empty] | 36 | 36.36 | 36.36 | 36.36 | 36.36 | TRUE
| 6 | Industrial Medium | 192 | 193.92 |  | 193.92 | [5 empty] | 192 | 193.92 | 193.92 | 193.92 | 193.92 | TRUE
| 7 | Industrial Large | 37 | 37.37 |  | 37.37 | [5 empty] | 37 | 37.37 | 37.37 | 37.37 | 37.37 | TRUE
| 8 | Commercial Medium-Flexi-time | 1 | 1.01 |  | 1.01 | [5 empty] | 1 | 1.01 | 1.01 | 1.01 | 1.01 | TRUE
| 9 | Commercial Large-Flexi-time | 0 | 0 |  | 0 | [5 empty] | 0 | 0 | 0 | 0 | 0 | TRUE
| 10 | Industrial Medium-Flexi-time | 0 | 0 |  | 0 | [5 empty] | 0 | 0 | 0 | 0 | 0 | TRUE
| 11 | Industrial Large-Flexi-time | 10 | 12 |  | 12 | [5 empty] | 10 | 12 | 12 | 12 | 12 | TRUE
| 12 | FBE (Domestic Indigent) | 3438 | 3472.38 |  | 3472.38 | [5 empty] | 3438 | 3472.38 | 3472.38 | 3472.38 | 3472.38 | TRUE
| 13 | Other consumers | 0 | 0 |  | 0 | [5 empty] | 0 | 0 | 0 | 0 | 0 | TRUE
| 14 | Sold to other municipal departments | 244 | 246.44 |  | 246.44 | [5 empty] | 244 | 246.44 | 246.44 | 246.44 | 246.44 | TRUE
| 15 |  | 0 | 0 |  | 0 | [5 empty] | 0 | 0 | 0 | 0 | 0
| 16 |  | 0 | 0 |  | 0 | [5 empty] | 0 | 0 | 0 | 0 | 0
| 17 |  | 0 | 0 |  | 0 | [5 empty] | 0 | 0 | 0 | 0 | 0
| 18 |  | 0 | 0 |  | 0 | [5 empty] | 0 | 0 | 0 | 0 | 0
| 19 |  | 0 | 0 |  | 0 | [5 empty] | 0 | 0 | 0 | 0 | 0
| 20 |  | 0 | 0 |  | 0 | [5 empty] | 0 | 0 | 0 | 0 | 0
| 21 |  | 0 | 0 |  | 0 | [5 empty] | 0 | 0 | 0 | 0 | 0
| 22 |  | 0 | 0 |  | 0 | [5 empty] | 0 | 0 | 0 | 0 | 0
| 23 |  | 0 | 0 |  | 0 | [5 empty] | 0 | 0 | 0 | 0 | 0
| 24 |  | 0 | 0 |  | 0 | [5 empty] | 0 | 0 | 0 | 0 | 0
| 25 |  | 0 | 0 |  | 0 | [5 empty] | 0 | 0 | 0 | 0 | 0
|  | Total | 31793 | 32112.83 |  | 32112.83 |  | 0 |  | 0 |  | 31793 | 32112.83 | 32112.83 | 32112.83 | 32112.83 | TRUE
Non-technical losses - future outlook
NTL reduction
|  | Year on year NTL reduction % | 0% | (as a % of Year 0 NTL)
|  | Year 0 to Year 2 reduction | 0%
End of sheet
1. Input Data
Next sheet >
< Previous sheet
Map
Guide

## Technical Inputs (Years 1-4)
Technical Inputs (Years 1-4)
| This sheet contains technical inputs (including load profile, Non-technical loss and loss inputs by asset group) | [6 empty] | Technical Inputs (Years 1-4) | Check | data quality diagnostic
Technical Inputs (Years 1-4)
Load profile inputs by customer category
|  |  |  | Possible load profile units: | Average load factor (%) | Average kVA/customer
|  |  |  | Customer Categories | Power factor (cosphi) | Preferred unit for Load Profile inputs | Average Load Factor (%) | Average MD/customer (kVA/customer) | Pre-calibration MD/customer (kVA/customer) | Coincidence Factor (%) | Ratio subscribed power over MD
|  |  | 1 | Domestic (Standard) | 1 | Average load factor (%) | 30% |  | 1.9433 | 92.5% | 1.2
|  |  | 2 | Domestic (Large) | 1 | Average load factor (%) | 30% |  | 3.109 | 92.5% | 1.2
|  |  | 3 | Commercial Small | 1 | Average load factor (%) | 30% |  | 2.2058 | 80% | 1.1
|  |  | 4 | Commercial Medium | 1 | Average load factor (%) | 40% |  | 45.9543 | 80% | 1.1
|  |  | 5 | Commercial Large | 1 | Average load factor (%) | 50% |  | 466.1434 | 80% | 1.1
|  |  | 6 | Industrial Medium | 1 | Average load factor (%) | 50% |  | 225.9503 | 80% | 1.2
|  |  | 7 | Industrial Large | 1 | Average load factor (%) | 50% |  | 129.017 | 80% | 1.2
|  |  | 8 | Commercial Medium-Flexi-time | 1 | Average load factor (%) | 40% |  | 26.8741 | 80% | 1.2
|  |  | 9 | Commercial Large-Flexi-time | 1 | Average load factor (%) | 50% |  | 0 | 80% | 1.2
|  |  | 10 | Industrial Medium-Flexi-time | 1 | Average load factor (%) | 50% |  | 0 | 50% | 1.2
|  |  | 11 | Industrial Large-Flexi-time | 1 | Average load factor (%) | 50% |  | 457.6627 | 85% | 1.2
|  |  | 12 | FBE (Domestic Indigent) | 1 | Average load factor (%) | 30% |  | 0.39022 | 92.5% | 1.2
|  |  | 13 | Other consumers | 1 | Average load factor (%) | 30% |  | 0 | 92.5% | 1.2
|  |  | 14 | Sold to other municipal departments | 1 | Average load factor (%) | 40% |  | 6.0476 | 92.5% | 1.2
|  |  | 15 | [5 empty] | 0
|  |  | 16 | [5 empty] | 0
|  |  | 17 | [5 empty] | 0
|  |  | 18 | [5 empty] | 0
|  |  | 19 | [5 empty] | 0
|  |  | 20 | [5 empty] | 0
|  |  | 21 | [5 empty] | 0
|  |  | 22 | [5 empty] | 0
|  |  | 23 | [5 empty] | 0
|  |  | 24 | [5 empty] | 0
|  |  | 25 | [5 empty] | 0
Non-technical loss weighting factor inputs by customer category and by voltage level
Weightings are considered separately at each voltage level separately - the higher the weighting, the higher the share of NTL/kWh incurred at this voltage level is allocated to this particular customer category. All black cells should be empty or zero.
[7 empty] | Max | 275 | 11 | 0.4
|  |  |  | Customer Categories | RND asset group including intake point | Min voltage level in RND asset group (kV) | Type of network of intake point | 33-132-275kV | 6.6-11 kV | 400 V | 0 | 0 | 0 | 0 | 0 | 0 | 0
|  |  | 1 | Domestic (Standard) | 400 V / Mixed | 0.4 | Mixed | 1 | 1 | 1
|  |  | 2 | Domestic (Large) | 400 V / Mixed | 0.4 | Mixed | 1 | 1 | 1
|  |  | 3 | Commercial Small | 400 V / Mixed | 0.4 | Mixed | 1
|  |  | 4 | Commercial Medium | 6.6-11 kV / Mixed | 6.6 | Mixed | 1 | 1
|  |  | 5 | Commercial Large | 6.6-11 kV / Mixed | 6.6 | Mixed | 1 | 1
|  |  | 6 | Industrial Medium | 6.6-11 kV / Mixed | 6.6 | Mixed | 1 | 1
|  |  | 7 | Industrial Large | 33-132-275kV / Mixed | 33 | Mixed | 1
|  |  | 8 | Commercial Medium-Flexi-time | 6.6-11 kV / Mixed | 6.6 | Mixed | 1 | 1
|  |  | 9 | Commercial Large-Flexi-time | 6.6-11 kV / Mixed | 6.6 | Mixed | 1 | 1
|  |  | 10 | Industrial Medium-Flexi-time | 6.6-11 kV / Mixed | 6.6 | Mixed | 1
|  |  | 11 | Industrial Large-Flexi-time | 33-132-275kV / Mixed | 33 | Mixed | 1 | 1
|  |  | 12 | FBE (Domestic Indigent) | 400 V / Mixed | 0.4 | Mixed | 1 | 1 | 1
|  |  | 13 | Other consumers | 400 V / Mixed | 0.4 | Mixed | 1 | 1 | 1
|  |  | 14 | Sold to other municipal departments | 400 V / Mixed | 0.4 | Mixed | 1 | 1 | 1
15
16
17
18
19
20
21
22
23
24
25
|  |  |  | Total |  |  |  | 14 | 11 | 5 | 0 | 0 | 0 | 0 | 0 | 0 | 0
Loss inputs by asset group
Data quality diagnostic
|  |  |  | Asset group | Technical loss factor | NTL weighting factor | Is the technical loss factor "reasonable"?
|  |  | 1 | 33-132-275kV / Mixed | 1.0187 | 0 | YES
|  |  | 2 | 6.6-11 kV / Mixed | 1.0425 | 1 | YES
|  |  | 3 | 400 V / Mixed | 1.0956 | 10 | YES
4
5
6
7
8
9
10
11
12
13
14
15
16
17
18
19
20
Check
Other calculation inputs
Loss load factor calculation
|  |  |  | Average k-factor | 0.2
Demand scaling adjustments
|  |  |  | Use top-down estimated peak demand? | FALSE |  | Is the estimated peak demand plausible? | D-form raw peak demand (unit uncertain) | Resulting system load factor assuming unit = kVA (%)
|  |  |  | Top-down estimated peak demand (Year 0) - MVA | 0 |  | YES
|  |  |  | Peak demand calculated bottom-up (Year 0) - MVA | 199.5796
|  |  |  | Activated peak demand (Year 0) - MVA | 71.2164
|  |  |  | Maximum "failsafe" peak demand (Year 0) - MVA | 71.2164
End of sheet
1. Input Data
Next sheet >
< Previous sheet
Map
Guide

## End-User Tariff Inputs (Year 1)
End-User Tariff Inputs (Year 1)
| This sheet contains information on End-User Tariffs | [6 empty] | End-User Tariff Inputs (Year 1) | Add input
| End-User Tariff Inputs (Year 1) |  |  |  | 2025/26
Tariffs currently charged by utility to retail customers - High season
|  |  |  | Customer category | TOU period | Season | Active Energy Rate | Maximum Demand Charge | Basic charge | 0 | 0 | Totals by type of charge and season | [7 empty] | Data quality
[6 empty] | Unit: | c/kWh | R/KVA/month (MD) | R/POD/month |  |  | c/kWh | R/KVA/month (MD) | R/KVA/month (NMD) | c/KVArh | R/POD/day | R/POD/month | R/account/day | 0
TOU?
|  |  | 1 | Domestic (Standard) |  |  | FALSE | FALSE | FALSE | FALSE | FALSE
|  |  |  | Domestic (Standard) | OffPeak | High Season | [5 empty] | 251 | 0 | 0 | 0 | 0 | 414 | 0 | 0 | TRUE
|  |  |  | Domestic (Standard) | Standard | High Season | [5 empty] | 251 | 0 | 0 | 0 | 0 | 414 | 0 | 0 | TRUE
|  |  |  | Domestic (Standard) | Peak | High Season | [5 empty] | 251 | 0 | 0 | 0 | 0 | 414 | 0 | 0 | TRUE
|  |  |  | Domestic (Standard) | All | High Season | 251 |  | 414
0
|  |  | 2 | Domestic (Large) |  |  | FALSE | FALSE | FALSE | FALSE | FALSE
|  |  |  | Domestic (Large) | OffPeak | High Season | [5 empty] | 235.63 | 10 | 0 | 0 | 0 | 700 | 0 | 0 | TRUE
|  |  |  | Domestic (Large) | Standard | High Season | [5 empty] | 235.63 | 10 | 0 | 0 | 0 | 700 | 0 | 0 | TRUE
|  |  |  | Domestic (Large) | Peak | High Season | [5 empty] | 235.63 | 10 | 0 | 0 | 0 | 700 | 0 | 0 | TRUE
|  |  |  | Domestic (Large) | All | High Season | 235.63 | 10 | 700
0
|  |  | 3 | Commercial Small |  |  | FALSE | FALSE | FALSE | FALSE | FALSE
|  |  |  | Commercial Small | OffPeak | High Season | [5 empty] | 251 | 0 | 0 | 0 | 0 | 414 | 0 | 0 | TRUE
|  |  |  | Commercial Small | Standard | High Season | [5 empty] | 251 | 0 | 0 | 0 | 0 | 414 | 0 | 0 | TRUE
|  |  |  | Commercial Small | Peak | High Season | [5 empty] | 251 | 0 | 0 | 0 | 0 | 414 | 0 | 0 | TRUE
|  |  |  | Commercial Small | All | High Season | 251 |  | 414
0
|  |  | 4 | Commercial Medium |  |  | FALSE | FALSE | FALSE | FALSE | FALSE
|  |  |  | Commercial Medium | OffPeak | High Season | [5 empty] | 267.12 | 107.03 | 0 | 0 | 0 | 3000 | 0 | 0 | TRUE
|  |  |  | Commercial Medium | Standard | High Season | [5 empty] | 267.12 | 107.03 | 0 | 0 | 0 | 3000 | 0 | 0 | TRUE
|  |  |  | Commercial Medium | Peak | High Season | [5 empty] | 267.12 | 107.03 | 0 | 0 | 0 | 3000 | 0 | 0 | TRUE
|  |  |  | Commercial Medium | All | High Season | 267.12 | 107.03 | 3000
0
|  |  | 5 | Commercial Large |  |  | FALSE | FALSE | FALSE | FALSE | FALSE
|  |  |  | Commercial Large | OffPeak | High Season | [5 empty] | 203.13 | 143.52 | 0 | 0 | 0 | 5625 | 0 | 0 | TRUE
|  |  |  | Commercial Large | Standard | High Season | [5 empty] | 203.13 | 143.52 | 0 | 0 | 0 | 5625 | 0 | 0 | TRUE
|  |  |  | Commercial Large | Peak | High Season | [5 empty] | 203.13 | 143.52 | 0 | 0 | 0 | 5625 | 0 | 0 | TRUE
|  |  |  | Commercial Large | All | High Season | 203.13 | 143.52 | 5625
0
|  |  | 6 | Industrial Medium |  |  | FALSE | FALSE | FALSE | FALSE | FALSE
|  |  |  | Industrial Medium | OffPeak | High Season | [5 empty] | 242 | 143.52 | 0 | 0 | 0 | 3360 | 0 | 0 | TRUE
|  |  |  | Industrial Medium | Standard | High Season | [5 empty] | 242 | 143.52 | 0 | 0 | 0 | 3360 | 0 | 0 | TRUE
|  |  |  | Industrial Medium | Peak | High Season | [5 empty] | 242 | 143.52 | 0 | 0 | 0 | 3360 | 0 | 0 | TRUE
|  |  |  | Industrial Medium | All | High Season | 242 | 143.52 | 3360
0
|  |  | 7 | Industrial Large |  |  | FALSE | FALSE | FALSE | FALSE | FALSE
|  |  |  | Industrial Large | OffPeak | High Season | [5 empty] | 203 | 200.74 | 0 | 0 | 0 | 14455.28 | 0 | 0 | TRUE
|  |  |  | Industrial Large | Standard | High Season | [5 empty] | 203 | 200.74 | 0 | 0 | 0 | 14455.28 | 0 | 0 | TRUE
|  |  |  | Industrial Large | Peak | High Season | [5 empty] | 203 | 200.74 | 0 | 0 | 0 | 14455.28 | 0 | 0 | TRUE
|  |  |  | Industrial Large | All | High Season | 203 | 200.74 | 14455.28
0
|  |  | 8 | Commercial Medium-Flexi-time |  |  | TRUE | FALSE | FALSE | FALSE | FALSE
|  |  |  | Commercial Medium-Flexi-time | OffPeak | High Season | 122.3 |  |  |  |  | 122.3 | 143.27 | 0 | 0 | 0 | 3360 | 0 | 0 | TRUE
|  |  |  | Commercial Medium-Flexi-time | Standard | High Season | 265.8 |  |  |  |  | 265.8 | 143.27 | 0 | 0 | 0 | 3360 | 0 | 0 | TRUE
|  |  |  | Commercial Medium-Flexi-time | Peak | High Season | 901.4 |  |  |  |  | 901.4 | 143.27 | 0 | 0 | 0 | 3360 | 0 | 0 | TRUE
|  |  |  | Commercial Medium-Flexi-time | All | High Season |  | 143.27 | 3360
0
|  |  | 9 | Commercial Large-Flexi-time |  |  | TRUE | FALSE | FALSE | FALSE | FALSE
|  |  |  | Commercial Large-Flexi-time | OffPeak | High Season | 128 |  |  |  |  | 128 | 143.27 | 0 | 0 | 0 | 13185.02 | 0 | 0 | TRUE
|  |  |  | Commercial Large-Flexi-time | Standard | High Season | 265.8 |  |  |  |  | 265.8 | 143.27 | 0 | 0 | 0 | 13185.02 | 0 | 0 | TRUE
|  |  |  | Commercial Large-Flexi-time | Peak | High Season | 957.2 |  |  |  |  | 957.2 | 143.27 | 0 | 0 | 0 | 13185.02 | 0 | 0 | TRUE
|  |  |  | Commercial Large-Flexi-time | All | High Season |  | 143.27 | 13185.02
0
|  |  | 10 | Industrial Medium-Flexi-time |  |  | TRUE | FALSE | FALSE | FALSE | FALSE
|  |  |  | Industrial Medium-Flexi-time | OffPeak | High Season | 149 |  |  |  |  | 149 | 143.27 | 0 | 0 | 0 | 3360 | 0 | 0 | TRUE
|  |  |  | Industrial Medium-Flexi-time | Standard | High Season | 292.2 |  |  |  |  | 292.2 | 143.27 | 0 | 0 | 0 | 3360 | 0 | 0 | TRUE
|  |  |  | Industrial Medium-Flexi-time | Peak | High Season | 1123.9 |  |  |  |  | 1123.9 | 143.27 | 0 | 0 | 0 | 3360 | 0 | 0 | TRUE
|  |  |  | Industrial Medium-Flexi-time | All | High Season |  | 143.27 | 3360
0
|  |  | 11 | Industrial Large-Flexi-time |  |  | TRUE | FALSE | FALSE | FALSE | FALSE
|  |  |  | Industrial Large-Flexi-time | OffPeak | High Season | 149 |  |  |  |  | 149 | 181.82 | 0 | 0 | 0 | 14422 | 0 | 0 | TRUE
|  |  |  | Industrial Large-Flexi-time | Standard | High Season | 292.2 |  |  |  |  | 292.2 | 181.82 | 0 | 0 | 0 | 14422 | 0 | 0 | TRUE
|  |  |  | Industrial Large-Flexi-time | Peak | High Season | 1123.9 |  |  |  |  | 1123.9 | 181.82 | 0 | 0 | 0 | 14422 | 0 | 0 | TRUE
|  |  |  | Industrial Large-Flexi-time | All | High Season |  | 181.82 | 14422
0
|  |  | 12 | FBE (Domestic Indigent) |  |  | FALSE | FALSE | FALSE | FALSE | FALSE
|  |  |  | FBE (Domestic Indigent) | OffPeak | High Season | [5 empty] | 217.04 | 0 | 0 | 0 | 0 | 0 | 0 | 0 | TRUE
|  |  |  | FBE (Domestic Indigent) | Standard | High Season | [5 empty] | 217.04 | 0 | 0 | 0 | 0 | 0 | 0 | 0 | TRUE
|  |  |  | FBE (Domestic Indigent) | Peak | High Season | [5 empty] | 217.04 | 0 | 0 | 0 | 0 | 0 | 0 | 0 | TRUE
|  |  |  | FBE (Domestic Indigent) | All | High Season | 217.04
0
|  |  | 13 | Other consumers |  |  | FALSE | FALSE | FALSE | FALSE | FALSE
|  |  |  | Other consumers | OffPeak | High Season | [5 empty] | 0 | 0 | 0 | 0 | 0 | 0 | 0 | 0 | FALSE
|  |  |  | Other consumers | Standard | High Season | [5 empty] | 0 | 0 | 0 | 0 | 0 | 0 | 0 | 0 | FALSE
|  |  |  | Other consumers | Peak | High Season | [5 empty] | 0 | 0 | 0 | 0 | 0 | 0 | 0 | 0 | FALSE
|  |  |  | Other consumers | All | High Season
0
|  |  | 14 | Sold to other municipal departments |  |  | FALSE | FALSE | FALSE | FALSE | FALSE
|  |  |  | Sold to other municipal departments | OffPeak | High Season | [5 empty] | 0 | 0 | 0 | 0 | 0 | 0 | 0 | 0 | FALSE
|  |  |  | Sold to other municipal departments | Standard | High Season | [5 empty] | 0 | 0 | 0 | 0 | 0 | 0 | 0 | 0 | FALSE
|  |  |  | Sold to other municipal departments | Peak | High Season | [5 empty] | 0 | 0 | 0 | 0 | 0 | 0 | 0 | 0 | FALSE
|  |  |  | Sold to other municipal departments | All | High Season
0
|  |  | 15 |  |  |  | TRUE | FALSE | FALSE | FALSE | FALSE
[5 empty] | OffPeak | High Season | [5 empty] | 0 | 0 | 0 | 0 | 0 | 0 | 0 | 0
[5 empty] | Standard | High Season | [5 empty] | 0 | 0 | 0 | 0 | 0 | 0 | 0 | 0
[5 empty] | Peak | High Season | [5 empty] | 0 | 0 | 0 | 0 | 0 | 0 | 0 | 0
[5 empty] | All | High Season
0
|  |  | 16 |  |  |  | TRUE | FALSE | FALSE | FALSE | FALSE
[5 empty] | OffPeak | High Season | [5 empty] | 0 | 0 | 0 | 0 | 0 | 0 | 0 | 0
[5 empty] | Standard | High Season | [5 empty] | 0 | 0 | 0 | 0 | 0 | 0 | 0 | 0
[5 empty] | Peak | High Season | [5 empty] | 0 | 0 | 0 | 0 | 0 | 0 | 0 | 0
[5 empty] | All | High Season
0
|  |  | 17 |  |  |  | TRUE | FALSE | FALSE | FALSE | FALSE
[5 empty] | OffPeak | High Season | [5 empty] | 0 | 0 | 0 | 0 | 0 | 0 | 0 | 0
[5 empty] | Standard | High Season | [5 empty] | 0 | 0 | 0 | 0 | 0 | 0 | 0 | 0
[5 empty] | Peak | High Season | [5 empty] | 0 | 0 | 0 | 0 | 0 | 0 | 0 | 0
[5 empty] | All | High Season
0
|  |  | 18 |  |  |  | TRUE | FALSE | FALSE | FALSE | FALSE
[5 empty] | OffPeak | High Season | [5 empty] | 0 | 0 | 0 | 0 | 0 | 0 | 0 | 0
[5 empty] | Standard | High Season | [5 empty] | 0 | 0 | 0 | 0 | 0 | 0 | 0 | 0
[5 empty] | Peak | High Season | [5 empty] | 0 | 0 | 0 | 0 | 0 | 0 | 0 | 0
[5 empty] | All | High Season
0
|  |  | 19 |  |  |  | TRUE | FALSE | FALSE | FALSE | FALSE
[5 empty] | OffPeak | High Season | [5 empty] | 0 | 0 | 0 | 0 | 0 | 0 | 0 | 0
[5 empty] | Standard | High Season | [5 empty] | 0 | 0 | 0 | 0 | 0 | 0 | 0 | 0
[5 empty] | Peak | High Season | [5 empty] | 0 | 0 | 0 | 0 | 0 | 0 | 0 | 0
[5 empty] | All | High Season
0
|  |  | 20 |  |  |  | TRUE | FALSE | FALSE | FALSE | FALSE
[5 empty] | OffPeak | High Season | [5 empty] | 0 | 0 | 0 | 0 | 0 | 0 | 0 | 0
[5 empty] | Standard | High Season | [5 empty] | 0 | 0 | 0 | 0 | 0 | 0 | 0 | 0
[5 empty] | Peak | High Season | [5 empty] | 0 | 0 | 0 | 0 | 0 | 0 | 0 | 0
[5 empty] | All | High Season
0
|  |  | 21 |  |  |  | TRUE | FALSE | FALSE | FALSE | FALSE
[5 empty] | OffPeak | High Season | [5 empty] | 0 | 0 | 0 | 0 | 0 | 0 | 0 | 0
[5 empty] | Standard | High Season | [5 empty] | 0 | 0 | 0 | 0 | 0 | 0 | 0 | 0
[5 empty] | Peak | High Season | [5 empty] | 0 | 0 | 0 | 0 | 0 | 0 | 0 | 0
[5 empty] | All | High Season
0
|  |  | 22 |  |  |  | TRUE | FALSE | FALSE | FALSE | FALSE
[5 empty] | OffPeak | High Season | [5 empty] | 0 | 0 | 0 | 0 | 0 | 0 | 0 | 0
[5 empty] | Standard | High Season | [5 empty] | 0 | 0 | 0 | 0 | 0 | 0 | 0 | 0
[5 empty] | Peak | High Season | [5 empty] | 0 | 0 | 0 | 0 | 0 | 0 | 0 | 0
[5 empty] | All | High Season
0
|  |  | 23 |  |  |  | TRUE | FALSE | FALSE | FALSE | FALSE
[5 empty] | OffPeak | High Season | [5 empty] | 0 | 0 | 0 | 0 | 0 | 0 | 0 | 0
[5 empty] | Standard | High Season | [5 empty] | 0 | 0 | 0 | 0 | 0 | 0 | 0 | 0
[5 empty] | Peak | High Season | [5 empty] | 0 | 0 | 0 | 0 | 0 | 0 | 0 | 0
[5 empty] | All | High Season
0
|  |  | 24 |  |  |  | TRUE | FALSE | FALSE | FALSE | FALSE
[5 empty] | OffPeak | High Season | [5 empty] | 0 | 0 | 0 | 0 | 0 | 0 | 0 | 0
[5 empty] | Standard | High Season | [5 empty] | 0 | 0 | 0 | 0 | 0 | 0 | 0 | 0
[5 empty] | Peak | High Season | [5 empty] | 0 | 0 | 0 | 0 | 0 | 0 | 0 | 0
[5 empty] | All | High Season
0
|  |  | 25 |  |  |  | TRUE | FALSE | FALSE | FALSE | FALSE
[5 empty] | OffPeak | High Season | [5 empty] | 0 | 0 | 0 | 0 | 0 | 0 | 0 | 0
[5 empty] | Standard | High Season | [5 empty] | 0 | 0 | 0 | 0 | 0 | 0 | 0 | 0
[5 empty] | Peak | High Season | [5 empty] | 0 | 0 | 0 | 0 | 0 | 0 | 0 | 0
[5 empty] | All | High Season
[6 empty] | 0 | [13 empty] | FALSE
Tariffs currently charged by utility to retail customers - Low season
|  |  |  | Customer category | TOU period | Season | Active Energy Rate | Maximum Demand Charge | Basic charge | 0 | 0 | Totals by type of charge and season
[6 empty] | Unit: | c/kWh | R/KVA/month (MD) | R/POD/month |  |  | c/kWh | R/KVA/month (MD) | R/KVA/month (NMD) | c/KVArh | R/POD/day | R/POD/month | R/account/day | 0
[6 empty] | TOU? | [5 empty] | Force Low = High?
|  |  | 1 | Domestic (Standard) |  |  | FALSE | FALSE | FALSE | FALSE | FALSE | FALSE
|  |  |  | Domestic (Standard) | OffPeak | Low Season | [5 empty] | 327.2 | 0 | 0 | 0 | 0 | 414 | 0 | 0 | TRUE
|  |  |  | Domestic (Standard) | Standard | Low Season | [5 empty] | 327.2 | 0 | 0 | 0 | 0 | 414 | 0 | 0 | TRUE
|  |  |  | Domestic (Standard) | Peak | Low Season | [5 empty] | 327.2 | 0 | 0 | 0 | 0 | 414 | 0 | 0 | TRUE
|  |  |  | Domestic (Standard) | All | Low Season | 327.2 | 0 | 414
0
|  |  | 2 | Domestic (Large) |  |  | FALSE | FALSE | FALSE | FALSE | FALSE | FALSE
|  |  |  | Domestic (Large) | OffPeak | Low Season | [5 empty] | 384.67 | 10 | 0 | 0 | 0 | 700 | 0 | 0 | TRUE
|  |  |  | Domestic (Large) | Standard | Low Season | [5 empty] | 384.67 | 10 | 0 | 0 | 0 | 700 | 0 | 0 | TRUE
|  |  |  | Domestic (Large) | Peak | Low Season | [5 empty] | 384.67 | 10 | 0 | 0 | 0 | 700 | 0 | 0 | TRUE
|  |  |  | Domestic (Large) | All | Low Season | 384.67 | 10 | 700
0
|  |  | 3 | Commercial Small |  |  | FALSE | FALSE | FALSE | FALSE | FALSE | FALSE
|  |  |  | Commercial Small | OffPeak | Low Season | [5 empty] | 327.2 | 0 | 0 | 0 | 0 | 414 | 0 | 0 | TRUE
|  |  |  | Commercial Small | Standard | Low Season | [5 empty] | 327.2 | 0 | 0 | 0 | 0 | 414 | 0 | 0 | TRUE
|  |  |  | Commercial Small | Peak | Low Season | [5 empty] | 327.2 | 0 | 0 | 0 | 0 | 414 | 0 | 0 | TRUE
|  |  |  | Commercial Small | All | Low Season | 327.2 | 0 | 414
0
|  |  | 4 | Commercial Medium |  |  | FALSE | FALSE | FALSE | FALSE | FALSE | FALSE
|  |  |  | Commercial Medium | OffPeak | Low Season | [5 empty] | 267.12 | 107.03 | 0 | 0 | 0 | 3000 | 0 | 0 | TRUE
|  |  |  | Commercial Medium | Standard | Low Season | [5 empty] | 267.12 | 107.03 | 0 | 0 | 0 | 3000 | 0 | 0 | TRUE
|  |  |  | Commercial Medium | Peak | Low Season | [5 empty] | 267.12 | 107.03 | 0 | 0 | 0 | 3000 | 0 | 0 | TRUE
|  |  |  | Commercial Medium | All | Low Season | 267.12 | 107.03 | 3000
0
|  |  | 5 | Commercial Large |  |  | FALSE | FALSE | FALSE | FALSE | FALSE | FALSE
|  |  |  | Commercial Large | OffPeak | Low Season | [5 empty] | 203.13 | 143.52 | 0 | 0 | 0 | 5625 | 0 | 0 | TRUE
|  |  |  | Commercial Large | Standard | Low Season | [5 empty] | 203.13 | 143.52 | 0 | 0 | 0 | 5625 | 0 | 0 | TRUE
|  |  |  | Commercial Large | Peak | Low Season | [5 empty] | 203.13 | 143.52 | 0 | 0 | 0 | 5625 | 0 | 0 | TRUE
|  |  |  | Commercial Large | All | Low Season | 203.13 | 143.52 | 5625
0
|  |  | 6 | Industrial Medium |  |  | FALSE | FALSE | FALSE | FALSE | FALSE | FALSE
|  |  |  | Industrial Medium | OffPeak | Low Season | [5 empty] | 242 | 143.52 | 0 | 0 | 0 | 3360 | 0 | 0 | TRUE
|  |  |  | Industrial Medium | Standard | Low Season | [5 empty] | 242 | 143.52 | 0 | 0 | 0 | 3360 | 0 | 0 | TRUE
|  |  |  | Industrial Medium | Peak | Low Season | [5 empty] | 242 | 143.52 | 0 | 0 | 0 | 3360 | 0 | 0 | TRUE
|  |  |  | Industrial Medium | All | Low Season | 242 | 143.52 | 3360
0
|  |  | 7 | Industrial Large |  |  | FALSE | FALSE | FALSE | FALSE | FALSE | FALSE
|  |  |  | Industrial Large | OffPeak | Low Season | [5 empty] | 203 | 200.74 | 0 | 0 | 0 | 14455.28 | 0 | 0 | TRUE
|  |  |  | Industrial Large | Standard | Low Season | [5 empty] | 203 | 200.74 | 0 | 0 | 0 | 14455.28 | 0 | 0 | TRUE
|  |  |  | Industrial Large | Peak | Low Season | [5 empty] | 203 | 200.74 | 0 | 0 | 0 | 14455.28 | 0 | 0 | TRUE
|  |  |  | Industrial Large | All | Low Season | 203 | 200.74 | 14455.28
0
|  |  | 8 | Commercial Medium-Flexi-time |  |  | TRUE | FALSE | FALSE | FALSE | FALSE | FALSE
|  |  |  | Commercial Medium-Flexi-time | OffPeak | Low Season | 120.1 |  |  |  |  | 120.1 | 143.27 | 0 | 0 | 0 | 3360 | 0 | 0 | TRUE
|  |  |  | Commercial Medium-Flexi-time | Standard | Low Season | 168.8 |  |  |  |  | 168.8 | 143.27 | 0 | 0 | 0 | 3360 | 0 | 0 | TRUE
|  |  |  | Commercial Medium-Flexi-time | Peak | Low Season | 266.7 |  |  |  |  | 266.7 | 143.27 | 0 | 0 | 0 | 3360 | 0 | 0 | TRUE
|  |  |  | Commercial Medium-Flexi-time | All | Low Season |  | 143.27 | 3360
0
|  |  | 9 | Commercial Large-Flexi-time |  |  | TRUE | FALSE | FALSE | FALSE | FALSE | FALSE
|  |  |  | Commercial Large-Flexi-time | OffPeak | Low Season | 130.2 |  |  |  |  | 130.2 | 143.27 | 0 | 0 | 0 | 13185.02 | 0 | 0 | TRUE
|  |  |  | Commercial Large-Flexi-time | Standard | Low Season | 175.6 |  |  |  |  | 175.6 | 143.27 | 0 | 0 | 0 | 13185.02 | 0 | 0 | TRUE
|  |  |  | Commercial Large-Flexi-time | Peak | Low Season | 301.4 |  |  |  |  | 301.4 | 143.27 | 0 | 0 | 0 | 13185.02 | 0 | 0 | TRUE
|  |  |  | Commercial Large-Flexi-time | All | Low Season |  | 143.27 | 13185.02
0
|  |  | 10 | Industrial Medium-Flexi-time |  |  | TRUE | FALSE | FALSE | FALSE | FALSE | FALSE
|  |  |  | Industrial Medium-Flexi-time | OffPeak | Low Season | 134.7 |  |  |  |  | 134.7 | 143.27 | 0 | 0 | 0 | 3360 | 0 | 0 | TRUE
|  |  |  | Industrial Medium-Flexi-time | Standard | Low Season | 192.7 |  |  |  |  | 192.7 | 143.27 | 0 | 0 | 0 | 3360 | 0 | 0 | TRUE
|  |  |  | Industrial Medium-Flexi-time | Peak | Low Season | 314.5 |  |  |  |  | 314.5 | 143.27 | 0 | 0 | 0 | 3360 | 0 | 0 | TRUE
|  |  |  | Industrial Medium-Flexi-time | All | Low Season |  | 143.27 | 3360
0
|  |  | 11 | Industrial Large-Flexi-time |  |  | TRUE | FALSE | FALSE | FALSE | FALSE | FALSE
|  |  |  | Industrial Large-Flexi-time | OffPeak | Low Season | 131.8 |  |  |  |  | 131.8 | 181.82 | 0 | 0 | 0 | 14422 | 0 | 0 | TRUE
|  |  |  | Industrial Large-Flexi-time | Standard | Low Season | 188.5 |  |  |  |  | 188.5 | 181.82 | 0 | 0 | 0 | 14422 | 0 | 0 | TRUE
|  |  |  | Industrial Large-Flexi-time | Peak | Low Season | 307.8 |  |  |  |  | 307.8 | 181.82 | 0 | 0 | 0 | 14422 | 0 | 0 | TRUE
|  |  |  | Industrial Large-Flexi-time | All | Low Season |  | 181.82 | 14422
0
|  |  | 12 | FBE (Domestic Indigent) |  |  | FALSE | FALSE | FALSE | FALSE | FALSE | FALSE
|  |  |  | FBE (Domestic Indigent) | OffPeak | Low Season | [5 empty] | 217.04 | 0 | 0 | 0 | 0 | 0 | 0 | 0 | TRUE
|  |  |  | FBE (Domestic Indigent) | Standard | Low Season | [5 empty] | 217.04 | 0 | 0 | 0 | 0 | 0 | 0 | 0 | TRUE
|  |  |  | FBE (Domestic Indigent) | Peak | Low Season | [5 empty] | 217.04 | 0 | 0 | 0 | 0 | 0 | 0 | 0 | TRUE
|  |  |  | FBE (Domestic Indigent) | All | Low Season | 217.04
0
|  |  | 13 | Other consumers |  |  | FALSE | FALSE | FALSE | FALSE | FALSE | FALSE
|  |  |  | Other consumers | OffPeak | Low Season | [5 empty] | 0 | 0 | 0 | 0 | 0 | 0 | 0 | 0 | TRUE
|  |  |  | Other consumers | Standard | Low Season | [5 empty] | 0 | 0 | 0 | 0 | 0 | 0 | 0 | 0 | TRUE
|  |  |  | Other consumers | Peak | Low Season | [5 empty] | 0 | 0 | 0 | 0 | 0 | 0 | 0 | 0 | TRUE
|  |  |  | Other consumers | All | Low Season
0
|  |  | 14 | Sold to other municipal departments |  |  | FALSE | FALSE | FALSE | FALSE | FALSE | FALSE
|  |  |  | Sold to other municipal departments | OffPeak | Low Season | [5 empty] | 327.2 | 0 | 0 | 0 | 0 | 414 | 0 | 0 | TRUE
|  |  |  | Sold to other municipal departments | Standard | Low Season | [5 empty] | 327.2 | 0 | 0 | 0 | 0 | 414 | 0 | 0 | TRUE
|  |  |  | Sold to other municipal departments | Peak | Low Season | [5 empty] | 327.2 | 0 | 0 | 0 | 0 | 414 | 0 | 0 | TRUE
|  |  |  | Sold to other municipal departments | All | Low Season | 327.2 |  | 414
0
|  |  | 15 |  |  |  | TRUE | TRUE | FALSE | FALSE | FALSE | FALSE
[5 empty] | OffPeak | Low Season | [5 empty] | 0 | 0 | 0 | 0 | 0 | 0 | 0 | 0
[5 empty] | Standard | Low Season | [5 empty] | 0 | 0 | 0 | 0 | 0 | 0 | 0 | 0
[5 empty] | Peak | Low Season | [5 empty] | 0 | 0 | 0 | 0 | 0 | 0 | 0 | 0
[5 empty] | All | Low Season
0
|  |  | 16 |  |  |  | TRUE | TRUE | FALSE | FALSE | FALSE | FALSE
[5 empty] | OffPeak | Low Season | [5 empty] | 0 | 0 | 0 | 0 | 0 | 0 | 0 | 0
[5 empty] | Standard | Low Season | [5 empty] | 0 | 0 | 0 | 0 | 0 | 0 | 0 | 0
[5 empty] | Peak | Low Season | [5 empty] | 0 | 0 | 0 | 0 | 0 | 0 | 0 | 0
[5 empty] | All | Low Season
0
|  |  | 17 |  |  |  | TRUE | TRUE | FALSE | FALSE | FALSE | FALSE
[5 empty] | OffPeak | Low Season | [5 empty] | 0 | 0 | 0 | 0 | 0 | 0 | 0 | 0
[5 empty] | Standard | Low Season | [5 empty] | 0 | 0 | 0 | 0 | 0 | 0 | 0 | 0
[5 empty] | Peak | Low Season | [5 empty] | 0 | 0 | 0 | 0 | 0 | 0 | 0 | 0
[5 empty] | All | Low Season
0
|  |  | 18 |  |  |  | TRUE | TRUE | FALSE | FALSE | FALSE | FALSE
[5 empty] | OffPeak | Low Season | [5 empty] | 0 | 0 | 0 | 0 | 0 | 0 | 0 | 0
[5 empty] | Standard | Low Season | [5 empty] | 0 | 0 | 0 | 0 | 0 | 0 | 0 | 0
[5 empty] | Peak | Low Season | [5 empty] | 0 | 0 | 0 | 0 | 0 | 0 | 0 | 0
[5 empty] | All | Low Season
0
|  |  | 19 |  |  |  | TRUE | TRUE | FALSE | FALSE | FALSE | FALSE
[5 empty] | OffPeak | Low Season | [5 empty] | 0 | 0 | 0 | 0 | 0 | 0 | 0 | 0
[5 empty] | Standard | Low Season | [5 empty] | 0 | 0 | 0 | 0 | 0 | 0 | 0 | 0
[5 empty] | Peak | Low Season | [5 empty] | 0 | 0 | 0 | 0 | 0 | 0 | 0 | 0
[5 empty] | All | Low Season
0
|  |  | 20 |  |  |  | TRUE | TRUE | FALSE | FALSE | FALSE | FALSE
[5 empty] | OffPeak | Low Season | [5 empty] | 0 | 0 | 0 | 0 | 0 | 0 | 0 | 0
[5 empty] | Standard | Low Season | [5 empty] | 0 | 0 | 0 | 0 | 0 | 0 | 0 | 0
[5 empty] | Peak | Low Season | [5 empty] | 0 | 0 | 0 | 0 | 0 | 0 | 0 | 0
[5 empty] | All | Low Season
0
|  |  | 21 |  |  |  | TRUE | TRUE | FALSE | FALSE | FALSE | FALSE
[5 empty] | OffPeak | Low Season | [5 empty] | 0 | 0 | 0 | 0 | 0 | 0 | 0 | 0
[5 empty] | Standard | Low Season | [5 empty] | 0 | 0 | 0 | 0 | 0 | 0 | 0 | 0
[5 empty] | Peak | Low Season | [5 empty] | 0 | 0 | 0 | 0 | 0 | 0 | 0 | 0
[5 empty] | All | Low Season
0
|  |  | 22 |  |  |  | TRUE | TRUE | FALSE | FALSE | FALSE | FALSE
[5 empty] | OffPeak | Low Season | [5 empty] | 0 | 0 | 0 | 0 | 0 | 0 | 0 | 0
[5 empty] | Standard | Low Season | [5 empty] | 0 | 0 | 0 | 0 | 0 | 0 | 0 | 0
[5 empty] | Peak | Low Season | [5 empty] | 0 | 0 | 0 | 0 | 0 | 0 | 0 | 0
[5 empty] | All | Low Season
0
|  |  | 23 |  |  |  | TRUE | TRUE | FALSE | FALSE | FALSE | FALSE
[5 empty] | OffPeak | Low Season | [5 empty] | 0 | 0 | 0 | 0 | 0 | 0 | 0 | 0
[5 empty] | Standard | Low Season | [5 empty] | 0 | 0 | 0 | 0 | 0 | 0 | 0 | 0
[5 empty] | Peak | Low Season | [5 empty] | 0 | 0 | 0 | 0 | 0 | 0 | 0 | 0
[5 empty] | All | Low Season
0
|  |  | 24 |  |  |  | TRUE | TRUE | FALSE | FALSE | FALSE | FALSE
[5 empty] | OffPeak | Low Season | [5 empty] | 0 | 0 | 0 | 0 | 0 | 0 | 0 | 0
[5 empty] | Standard | Low Season | [5 empty] | 0 | 0 | 0 | 0 | 0 | 0 | 0 | 0
[5 empty] | Peak | Low Season | [5 empty] | 0 | 0 | 0 | 0 | 0 | 0 | 0 | 0
[5 empty] | All | Low Season
0
|  |  | 25 |  |  |  | TRUE | TRUE | FALSE | FALSE | FALSE | FALSE
[5 empty] | OffPeak | Low Season | [5 empty] | 0 | 0 | 0 | 0 | 0 | 0 | 0 | 0
[5 empty] | Standard | Low Season | [5 empty] | 0 | 0 | 0 | 0 | 0 | 0 | 0 | 0
[5 empty] | Peak | Low Season | [5 empty] | 0 | 0 | 0 | 0 | 0 | 0 | 0 | 0
[5 empty] | All | Low Season
[6 empty] | 0 | [13 empty] | TRUE
End of sheet
1. Input Data
Next sheet >
< Previous sheet
Map
Guide

## Eskom Tariff Inputs (Year 1)
Eskom Tariff Inputs (Year 1)
This sheet contains information on Eskom Tariff
| Eskom Tariff Inputs (Year 1) |  |  |  | 2025/26
Eskom Purchase Tariff Inputs by POD - High Season
|  |  |  | POD | TOU period | Season | Active energy charge | Transmission network charge | Network capacity charge | Ancillary service & Electrification subsidy & Legacy charge | Administration charge | Reactive energy charge | Low voltage subsidy charge | Generation Capacity Charge | Network demand charge | Service charge | Totals by type of charge and season
[6 empty] | Unit: | c/kWh | R/KVA/month (NMD) | R/KVA/month (NMD) | c/kWh | R/POD/day | c/KVArh | R/KVA/month (NMD) | R/KVA/month (NMD) | R/KVA/month (MD) | R/account/day
[6 empty] | TOU? | TRUE | FALSE | FALSE | FALSE | FALSE | FALSE | FALSE | FALSE | FALSE | FALSE | c/kWh | R/KVA/month (MD) | R/KVA/month (NMD) | c/KVArh | R/POD/day | R/POD/month | R/account/day | 0
|  |  | 1 | CONDALE 33KV
|  |  |  | CONDALE 33KV | OffPeak | High Season | 112.9 | [9 empty] | 135.85 | 24.67 | 60.11 | 322 | 19.67 | 0 | 1135.92 | 0
|  |  |  | CONDALE 33KV | Standard | High Season | 169.34 | [9 empty] | 192.29 | 24.67 | 60.11 | 322 | 19.67 | 0 | 1135.92 | 0
|  |  |  | CONDALE 33KV | Peak | High Season | 677.39 | [9 empty] | 700.34 | 24.67 | 60.11 | 322 | 19.67 | 0 | 1135.92 | 0
|  |  |  | CONDALE 33KV | All | High Season |  | 10.41 | 36.97 | 22.95 | 19.67 | 322 | 7.71 | 5.02 | 24.67 | 1135.92
|  |  | 2 | AZAADVILLE
|  |  |  | AZAADVILLE | OffPeak | High Season | 112.9 | [9 empty] | 135.85 | 24.67 | 60.11 | 322 | 19.67 | 0 | 1135.92 | 0
|  |  |  | AZAADVILLE | Standard | High Season | 169.34 | [9 empty] | 192.29 | 24.67 | 60.11 | 322 | 19.67 | 0 | 1135.92 | 0
|  |  |  | AZAADVILLE | Peak | High Season | 677.39 | [9 empty] | 700.34 | 24.67 | 60.11 | 322 | 19.67 | 0 | 1135.92 | 0
|  |  |  | AZAADVILLE | All | High Season |  | 10.41 | 36.97 | 22.95 | 19.67 | 322 | 7.71 | 5.02 | 24.67 | 1135.92
3
[5 empty] | OffPeak | High Season | [10 empty] | 0 | 0 | 0 | 0 | 0 | 0 | 0 | 0
[5 empty] | Standard | High Season | [10 empty] | 0 | 0 | 0 | 0 | 0 | 0 | 0 | 0
[5 empty] | Peak | High Season | [10 empty] | 0 | 0 | 0 | 0 | 0 | 0 | 0 | 0
[5 empty] | All | High Season
4
[5 empty] | OffPeak | High Season | [10 empty] | 0 | 0 | 0 | 0 | 0 | 0 | 0 | 0
[5 empty] | Standard | High Season | [10 empty] | 0 | 0 | 0 | 0 | 0 | 0 | 0 | 0
[5 empty] | Peak | High Season | [10 empty] | 0 | 0 | 0 | 0 | 0 | 0 | 0 | 0
[5 empty] | All | High Season
5
[5 empty] | OffPeak | High Season | [10 empty] | 0 | 0 | 0 | 0 | 0 | 0 | 0 | 0
[5 empty] | Standard | High Season | [10 empty] | 0 | 0 | 0 | 0 | 0 | 0 | 0 | 0
[5 empty] | Peak | High Season | [10 empty] | 0 | 0 | 0 | 0 | 0 | 0 | 0 | 0
[5 empty] | All | High Season
6
[5 empty] | OffPeak | High Season | [10 empty] | 0 | 0 | 0 | 0 | 0 | 0 | 0 | 0
[5 empty] | Standard | High Season | [10 empty] | 0 | 0 | 0 | 0 | 0 | 0 | 0 | 0
[5 empty] | Peak | High Season | [10 empty] | 0 | 0 | 0 | 0 | 0 | 0 | 0 | 0
[5 empty] | All | High Season
7
[5 empty] | OffPeak | High Season | [10 empty] | 0 | 0 | 0 | 0 | 0 | 0 | 0 | 0
[5 empty] | Standard | High Season | [10 empty] | 0 | 0 | 0 | 0 | 0 | 0 | 0 | 0
[5 empty] | Peak | High Season | [10 empty] | 0 | 0 | 0 | 0 | 0 | 0 | 0 | 0
[5 empty] | All | High Season
8
[5 empty] | OffPeak | High Season | [10 empty] | 0 | 0 | 0 | 0 | 0 | 0 | 0 | 0
[5 empty] | Standard | High Season | [10 empty] | 0 | 0 | 0 | 0 | 0 | 0 | 0 | 0
[5 empty] | Peak | High Season | [10 empty] | 0 | 0 | 0 | 0 | 0 | 0 | 0 | 0
[5 empty] | All | High Season
9
[5 empty] | OffPeak | High Season | [10 empty] | 0 | 0 | 0 | 0 | 0 | 0 | 0 | 0
[5 empty] | Standard | High Season | [10 empty] | 0 | 0 | 0 | 0 | 0 | 0 | 0 | 0
[5 empty] | Peak | High Season | [10 empty] | 0 | 0 | 0 | 0 | 0 | 0 | 0 | 0
[5 empty] | All | High Season
10
[5 empty] | OffPeak | High Season | [10 empty] | 0 | 0 | 0 | 0 | 0 | 0 | 0 | 0
[5 empty] | Standard | High Season | [10 empty] | 0 | 0 | 0 | 0 | 0 | 0 | 0 | 0
[5 empty] | Peak | High Season | [10 empty] | 0 | 0 | 0 | 0 | 0 | 0 | 0 | 0
[5 empty] | All | High Season
11
[5 empty] | OffPeak | High Season | [10 empty] | 0 | 0 | 0 | 0 | 0 | 0 | 0 | 0
[5 empty] | Standard | High Season | [10 empty] | 0 | 0 | 0 | 0 | 0 | 0 | 0 | 0
[5 empty] | Peak | High Season | [10 empty] | 0 | 0 | 0 | 0 | 0 | 0 | 0 | 0
[5 empty] | All | High Season
12
[5 empty] | OffPeak | High Season | [10 empty] | 0 | 0 | 0 | 0 | 0 | 0 | 0 | 0
[5 empty] | Standard | High Season | [10 empty] | 0 | 0 | 0 | 0 | 0 | 0 | 0 | 0
[5 empty] | Peak | High Season | [10 empty] | 0 | 0 | 0 | 0 | 0 | 0 | 0 | 0
[5 empty] | All | High Season
13
[5 empty] | OffPeak | High Season | [10 empty] | 0 | 0 | 0 | 0 | 0 | 0 | 0 | 0
[5 empty] | Standard | High Season | [10 empty] | 0 | 0 | 0 | 0 | 0 | 0 | 0 | 0
[5 empty] | Peak | High Season | [10 empty] | 0 | 0 | 0 | 0 | 0 | 0 | 0 | 0
[5 empty] | All | High Season
14
[5 empty] | OffPeak | High Season | [10 empty] | 0 | 0 | 0 | 0 | 0 | 0 | 0 | 0
[5 empty] | Standard | High Season | [10 empty] | 0 | 0 | 0 | 0 | 0 | 0 | 0 | 0
[5 empty] | Peak | High Season | [10 empty] | 0 | 0 | 0 | 0 | 0 | 0 | 0 | 0
[5 empty] | All | High Season
15
[5 empty] | OffPeak | High Season | [10 empty] | 0 | 0 | 0 | 0 | 0 | 0 | 0 | 0
[5 empty] | Standard | High Season | [10 empty] | 0 | 0 | 0 | 0 | 0 | 0 | 0 | 0
[5 empty] | Peak | High Season | [10 empty] | 0 | 0 | 0 | 0 | 0 | 0 | 0 | 0
[5 empty] | All | High Season
|  | Eskom Purchase Tariff Inputs by POD - Low Season |  |  |  | Override inputs below with high season inputs above? |  | FALSE
|  |  |  | POD | TOU period | Season | Active energy charge | Transmission network charge | Network capacity charge | Ancillary service & Electrification subsidy & Legacy charge | Administration charge | Reactive energy charge | Low voltage subsidy charge | Generation Capacity Charge | Network demand charge | Service charge | Totals by type of charge and season
[6 empty] | Unit: | c/kWh | R/KVA/month (NMD) | R/KVA/month (NMD) | c/kWh | R/POD/day | c/KVArh | R/KVA/month (NMD) | R/KVA/month (NMD) | R/KVA/month (MD) | R/account/day
[6 empty] | TOU? | TRUE | FALSE | FALSE | FALSE | FALSE | FALSE | FALSE | FALSE | FALSE | FALSE | c/kWh | R/KVA/month (MD) | R/KVA/month (NMD) | c/KVArh | R/POD/day | R/POD/month | R/account/day | 0
|  |  | 1 | CONDALE 33KV
|  |  |  | CONDALE 33KV | OffPeak | Low Season | 112.9 | [9 empty] | 135.85 | 24.67 | 60.11 | 322 | 19.67 | 0 | 1135.92 | 0
|  |  |  | CONDALE 33KV | Standard | Low Season | 158.05 | [9 empty] | 181 | 24.67 | 60.11 | 322 | 19.67 | 0 | 1135.92 | 0
|  |  |  | CONDALE 33KV | Peak | Low Season | 281.12 | [9 empty] | 304.07 | 24.67 | 60.11 | 322 | 19.67 | 0 | 1135.92 | 0
|  |  |  | CONDALE 33KV | All | Low Season |  | 10.41 | 36.97 | 22.95 | 19.67 | 322 | 7.71 | 5.02 | 24.67 | 1135.92
|  |  | 2 | AZAADVILLE
|  |  |  | AZAADVILLE | OffPeak | Low Season | 112.9 | [9 empty] | 135.85 | 24.67 | 60.11 | 322 | 19.67 | 0 | 1135.92 | 0
|  |  |  | AZAADVILLE | Standard | Low Season | 158.05 | [9 empty] | 181 | 24.67 | 60.11 | 322 | 19.67 | 0 | 1135.92 | 0
|  |  |  | AZAADVILLE | Peak | Low Season | 281.12 | [9 empty] | 304.07 | 24.67 | 60.11 | 322 | 19.67 | 0 | 1135.92 | 0
|  |  |  | AZAADVILLE | All | Low Season |  | 10.41 | 36.97 | 22.95 | 19.67 | 322 | 7.71 | 5.02 | 24.67 | 1135.92
3
[5 empty] | OffPeak | Low Season | [10 empty] | 0 | 0 | 0 | 0 | 0 | 0 | 0 | 0
[5 empty] | Standard | Low Season | [10 empty] | 0 | 0 | 0 | 0 | 0 | 0 | 0 | 0
[5 empty] | Peak | Low Season | [10 empty] | 0 | 0 | 0 | 0 | 0 | 0 | 0 | 0
[5 empty] | All | Low Season
4
[5 empty] | OffPeak | Low Season | [10 empty] | 0 | 0 | 0 | 0 | 0 | 0 | 0 | 0
[5 empty] | Standard | Low Season | [10 empty] | 0 | 0 | 0 | 0 | 0 | 0 | 0 | 0
[5 empty] | Peak | Low Season | [10 empty] | 0 | 0 | 0 | 0 | 0 | 0 | 0 | 0
[5 empty] | All | Low Season
5
[5 empty] | OffPeak | Low Season | [10 empty] | 0 | 0 | 0 | 0 | 0 | 0 | 0 | 0
[5 empty] | Standard | Low Season | [10 empty] | 0 | 0 | 0 | 0 | 0 | 0 | 0 | 0
[5 empty] | Peak | Low Season | [10 empty] | 0 | 0 | 0 | 0 | 0 | 0 | 0 | 0
[5 empty] | All | Low Season
6
[5 empty] | OffPeak | Low Season | [10 empty] | 0 | 0 | 0 | 0 | 0 | 0 | 0 | 0
[5 empty] | Standard | Low Season | [10 empty] | 0 | 0 | 0 | 0 | 0 | 0 | 0 | 0
[5 empty] | Peak | Low Season | [10 empty] | 0 | 0 | 0 | 0 | 0 | 0 | 0 | 0
[5 empty] | All | Low Season
7
[5 empty] | OffPeak | Low Season | [10 empty] | 0 | 0 | 0 | 0 | 0 | 0 | 0 | 0
[5 empty] | Standard | Low Season | [10 empty] | 0 | 0 | 0 | 0 | 0 | 0 | 0 | 0
[5 empty] | Peak | Low Season | [10 empty] | 0 | 0 | 0 | 0 | 0 | 0 | 0 | 0
[5 empty] | All | Low Season
8
[5 empty] | OffPeak | Low Season | [10 empty] | 0 | 0 | 0 | 0 | 0 | 0 | 0 | 0
[5 empty] | Standard | Low Season | [10 empty] | 0 | 0 | 0 | 0 | 0 | 0 | 0 | 0
[5 empty] | Peak | Low Season | [10 empty] | 0 | 0 | 0 | 0 | 0 | 0 | 0 | 0
[5 empty] | All | Low Season
9
[5 empty] | OffPeak | Low Season | [10 empty] | 0 | 0 | 0 | 0 | 0 | 0 | 0 | 0
[5 empty] | Standard | Low Season | [10 empty] | 0 | 0 | 0 | 0 | 0 | 0 | 0 | 0
[5 empty] | Peak | Low Season | [10 empty] | 0 | 0 | 0 | 0 | 0 | 0 | 0 | 0
[5 empty] | All | Low Season
10
[5 empty] | OffPeak | Low Season | [10 empty] | 0 | 0 | 0 | 0 | 0 | 0 | 0 | 0
[5 empty] | Standard | Low Season | [10 empty] | 0 | 0 | 0 | 0 | 0 | 0 | 0 | 0
[5 empty] | Peak | Low Season | [10 empty] | 0 | 0 | 0 | 0 | 0 | 0 | 0 | 0
[5 empty] | All | Low Season
11
[5 empty] | OffPeak | Low Season | [10 empty] | 0 | 0 | 0 | 0 | 0 | 0 | 0 | 0
[5 empty] | Standard | Low Season | [10 empty] | 0 | 0 | 0 | 0 | 0 | 0 | 0 | 0
[5 empty] | Peak | Low Season | [10 empty] | 0 | 0 | 0 | 0 | 0 | 0 | 0 | 0
[5 empty] | All | Low Season
12
[5 empty] | OffPeak | Low Season | [10 empty] | 0 | 0 | 0 | 0 | 0 | 0 | 0 | 0
[5 empty] | Standard | Low Season | [10 empty] | 0 | 0 | 0 | 0 | 0 | 0 | 0 | 0
[5 empty] | Peak | Low Season | [10 empty] | 0 | 0 | 0 | 0 | 0 | 0 | 0 | 0
[5 empty] | All | Low Season
13
[5 empty] | OffPeak | Low Season | [10 empty] | 0 | 0 | 0 | 0 | 0 | 0 | 0 | 0
[5 empty] | Standard | Low Season | [10 empty] | 0 | 0 | 0 | 0 | 0 | 0 | 0 | 0
[5 empty] | Peak | Low Season | [10 empty] | 0 | 0 | 0 | 0 | 0 | 0 | 0 | 0
[5 empty] | All | Low Season
14
[5 empty] | OffPeak | Low Season | [10 empty] | 0 | 0 | 0 | 0 | 0 | 0 | 0 | 0
[5 empty] | Standard | Low Season | [10 empty] | 0 | 0 | 0 | 0 | 0 | 0 | 0 | 0
[5 empty] | Peak | Low Season | [10 empty] | 0 | 0 | 0 | 0 | 0 | 0 | 0 | 0
[5 empty] | All | Low Season
15
[5 empty] | OffPeak | Low Season | [10 empty] | 0 | 0 | 0 | 0 | 0 | 0 | 0 | 0
[5 empty] | Standard | Low Season | [10 empty] | 0 | 0 | 0 | 0 | 0 | 0 | 0 | 0
[5 empty] | Peak | Low Season | [10 empty] | 0 | 0 | 0 | 0 | 0 | 0 | 0 | 0
[5 empty] | All | Low Season
End of sheet
1. Input Data
Next sheet >
< Previous sheet
Map
Guide

## FBE Inputs (Years 1-4)
FBE Inputs (Years 1-4)
This sheet contains information on Free Basic Electricity and subsidies
FBE Inputs (Years 1-4)
Direct subsidies
[6 empty] | 2025/26 | 2026/27
|  |  |  | Types of subsidies |  | Value in Year 1 | Value in Year 2 | Value in Year 3 | Value in Year 4
|  |  |  | Free Basic Electricity (Equitable Share) |  | 118321229 | 125744827
[6 empty] | 0 | 0 | 0 | 0
[6 empty] | 0 | 0 | 0 | 0
[6 empty] | 0 | 0 | 0 | 0
[6 empty] | 0 | 0 | 0 | 0
|  |  |  | Total |  | 118321229 | 125744827 | 0 | 0
Allocation of direct subsidy benefits by customer category
|  |  |  | Customer Categories | Weighting factor | Monthly consumption per POD fully discounted (kWh/month/POD)
|  |  | 1 | Domestic (Standard) | 0
|  |  | 2 | Domestic (Large) | 0
|  |  | 3 | Commercial Small | 0
|  |  | 4 | Commercial Medium | 0
|  |  | 5 | Commercial Large | 0
|  |  | 6 | Industrial Medium | 0
|  |  | 7 | Industrial Large | 0
|  |  | 8 | Commercial Medium-Flexi-time | 0
|  |  | 9 | Commercial Large-Flexi-time | 0
|  |  | 10 | Industrial Medium-Flexi-time | 0
|  |  | 11 | Industrial Large-Flexi-time | 0
|  |  | 12 | FBE (Domestic Indigent) | 1 | 50
|  |  | 13 | Other consumers | 0
|  |  | 14 | Sold to other municipal departments | 0
15
16
17
18
19
20
21
22
23
24
25
End of sheet
1. Input Data
Next sheet >
< Previous sheet
Map
Guide

## Benchmarking Inputs (Year 2) (hidden)
Benchmarking Inputs (Year 2)
This sheet contains information on NERSA's acceptable range for the financial, expenses and tariffs
Financial Performance indicators as per NERSA
|  |  | Performance Indicators | Benchmark | Acceptable Range
[5 empty] | Minimum | Maximum
|  |  | Bulk Purchase Cost/Total expenditure (%) | 75% | 58% | 78%
|  |  | Energy Losses (%) | 10% | 5% | 12%
|  |  | Repairs & Maintenance (% of revenue) | 6% | 6% | 15%
|  |  | Net surplus percentage (%) | 15% | 10% | 20%
Allowable expense increases as per NERSA
|  |  | Expenses | %Increase Guideline
|  |  | Bulk Purchases | 8.61%
|  |  | Repairs and Maintenance | 4.4%
|  |  | Other OPEX | 4.105%
Tariff benchmark by customer category as per NERSA
|  |  | Customer Categoory | Acceptable Range (R/kWh)
|  |  |  | Minimum | Maximum
|  |  | Average domestic IBT (0-50 kWh) | 1.2396 | 1.3523
|  |  | Average domestic IBT (51-350 kWh) | 1.6259 | 1.7386
|  |  | Average domestic IBT (351-600 kWh) | 2.3182 | 2.447
|  |  | Average domestic IBT (>600 kWh) | 2.7851 | 2.8817
|  |  | Alternative domestic low IBT (0-350 kWh) | 1.5776 | 1.6582
|  |  | Alternative domestic low IBT (>350kWh) | 2.286 | 2.3986
|  |  | Alternative domestic high IBT (0-350 kWh) | 1.5293 | 1.6259
|  |  | Alternative domestic high IBT (>350 kWh) | 2.2539 | 2.3504
|  |  | Average domestic non-IBT (0-400 kWh) | 1.7386 | 1.8513
|  |  | Average domestic non-IBT (>400 kWh) | 2.1894 | 2.2698
|  |  | Average commercial prepaid: Single phase (2000 kWh) | 2.8978 | 3.0104
|  |  | Average commercial conventional low: Single phase (2000 kWh) | 2.6884 | 2.769
|  |  | Average commercial conventional medium: Single phase (3000 kWh) | 2.5919 | 2.7045
|  |  | Average commercial conventional high: Single phase (7000 kWh) | 2.286 | 2.3986
|  |  | Average commercial prepaid: Three phase (5500 kWh) | 2.8978 | 3.0104
|  |  | Average commercial conventional low: Three phase (5500 kWh) | 2.286 | 2.3825
|  |  | Average commercial conventional medium: Three phase (11500 kWh) | 2.1733 | 2.2698
|  |  | Average commercial conventional high: Three phase (22 000 kWh) | 2.1249 | 2.2216
|  |  | Agriculture Low (2000 kWh) | 3.1231 | 3.2196
|  |  | Agriculture Medium (3000 kWh) | 2.9621 | 3.0588
|  |  | Agriculture High (7000 kWh) | 2.5274 | 2.6241
|  |  | Average industrial low (43 800 kWh) | 2.6241 | 2.7529
|  |  | Average industrial medium (98 550 kWh) | 2.5757 | 2.6723
|  |  | Average industrial high (730 000 kWh) | 2.3182 | 2.4147
|  |  | Average industrial time of use (ToU): Megaflex (1 323 MWh) | 2.0103 | 2.1125
|  |  | Average industrial ToU: Nightsave (1 323 MWh) | 2.9643 | 3.0664
End of sheet
1. Input Data
Next sheet >
< Previous sheet
Map
Guide

## New Rates_Test Inputs (Year 2) (hidden)
New Rates_Test Inputs (Year 2)
This sheet contains information on the current tariff charged by the utility
Tariffs currently charged by utility to retail customers - High season
|  |  |  | Customer category | TOU period | Season | Active Energy Rate | Maximum Demand Charge | Basic charge | 0 | 0 | Totals by type of charge and season
[6 empty] | Unit: | c/kWh | R/KVA/month (MD) | R/POD/month |  |  | c/kWh | R/KVA/month (MD) | R/KVA/month (NMD) | c/KVArh | R/POD/day | R/POD/month | R/account/day | 0
TOU?
|  |  | 1 | Domestic (Standard) |  |  | FALSE | FALSE | FALSE | FALSE | FALSE
|  |  |  | Domestic (Standard) | OffPeak | High Season | [5 empty] | 0 | 0 | 0 | 0 | 0 | 0 | 0 | 0
|  |  |  | Domestic (Standard) | Standard | High Season | [5 empty] | 0 | 0 | 0 | 0 | 0 | 0 | 0 | 0
|  |  |  | Domestic (Standard) | Peak | High Season | [5 empty] | 0 | 0 | 0 | 0 | 0 | 0 | 0 | 0
|  |  |  | Domestic (Standard) | All | High Season
|  |  | 2 | Domestic (Large) |  |  | FALSE | FALSE | FALSE | FALSE | FALSE
|  |  |  | Domestic (Large) | OffPeak | High Season | [5 empty] | 0 | 0 | 0 | 0 | 0 | 0 | 0 | 0
|  |  |  | Domestic (Large) | Standard | High Season | [5 empty] | 0 | 0 | 0 | 0 | 0 | 0 | 0 | 0
|  |  |  | Domestic (Large) | Peak | High Season | [5 empty] | 0 | 0 | 0 | 0 | 0 | 0 | 0 | 0
|  |  |  | Domestic (Large) | All | High Season
|  |  | 3 | Commercial Small |  |  | FALSE | FALSE | FALSE | FALSE | FALSE
|  |  |  | Commercial Small | OffPeak | High Season | [5 empty] | 0 | 0 | 0 | 0 | 0 | 0 | 0 | 0
|  |  |  | Commercial Small | Standard | High Season | [5 empty] | 0 | 0 | 0 | 0 | 0 | 0 | 0 | 0
|  |  |  | Commercial Small | Peak | High Season | [5 empty] | 0 | 0 | 0 | 0 | 0 | 0 | 0 | 0
|  |  |  | Commercial Small | All | High Season
|  |  | 4 | Commercial Medium |  |  | FALSE | FALSE | FALSE | FALSE | FALSE
|  |  |  | Commercial Medium | OffPeak | High Season | [5 empty] | 0 | 0 | 0 | 0 | 0 | 0 | 0 | 0
|  |  |  | Commercial Medium | Standard | High Season | [5 empty] | 0 | 0 | 0 | 0 | 0 | 0 | 0 | 0
|  |  |  | Commercial Medium | Peak | High Season | [5 empty] | 0 | 0 | 0 | 0 | 0 | 0 | 0 | 0
|  |  |  | Commercial Medium | All | High Season
|  |  | 5 | Commercial Large |  |  | FALSE | FALSE | FALSE | FALSE | FALSE
|  |  |  | Commercial Large | OffPeak | High Season | [5 empty] | 0 | 0 | 0 | 0 | 0 | 0 | 0 | 0
|  |  |  | Commercial Large | Standard | High Season | [5 empty] | 0 | 0 | 0 | 0 | 0 | 0 | 0 | 0
|  |  |  | Commercial Large | Peak | High Season | [5 empty] | 0 | 0 | 0 | 0 | 0 | 0 | 0 | 0
|  |  |  | Commercial Large | All | High Season
|  |  | 6 | Industrial Medium |  |  | FALSE | FALSE | FALSE | FALSE | FALSE
|  |  |  | Industrial Medium | OffPeak | High Season | [5 empty] | 0 | 0 | 0 | 0 | 0 | 0 | 0 | 0
|  |  |  | Industrial Medium | Standard | High Season | [5 empty] | 0 | 0 | 0 | 0 | 0 | 0 | 0 | 0
|  |  |  | Industrial Medium | Peak | High Season | [5 empty] | 0 | 0 | 0 | 0 | 0 | 0 | 0 | 0
|  |  |  | Industrial Medium | All | High Season
|  |  | 7 | Industrial Large |  |  | FALSE | FALSE | FALSE | FALSE | FALSE
|  |  |  | Industrial Large | OffPeak | High Season | [5 empty] | 0 | 0 | 0 | 0 | 0 | 0 | 0 | 0
|  |  |  | Industrial Large | Standard | High Season | [5 empty] | 0 | 0 | 0 | 0 | 0 | 0 | 0 | 0
|  |  |  | Industrial Large | Peak | High Season | [5 empty] | 0 | 0 | 0 | 0 | 0 | 0 | 0 | 0
|  |  |  | Industrial Large | All | High Season
|  |  | 8 | Commercial Medium-Flexi-time |  |  | TRUE | FALSE | FALSE | FALSE | FALSE
|  |  |  | Commercial Medium-Flexi-time | OffPeak | High Season | [5 empty] | 0 | 0 | 0 | 0 | 0 | 0 | 0 | 0
|  |  |  | Commercial Medium-Flexi-time | Standard | High Season | [5 empty] | 0 | 0 | 0 | 0 | 0 | 0 | 0 | 0
|  |  |  | Commercial Medium-Flexi-time | Peak | High Season | [5 empty] | 0 | 0 | 0 | 0 | 0 | 0 | 0 | 0
|  |  |  | Commercial Medium-Flexi-time | All | High Season
|  |  | 9 | Commercial Large-Flexi-time |  |  | TRUE | FALSE | FALSE | FALSE | FALSE
|  |  |  | Commercial Large-Flexi-time | OffPeak | High Season | [5 empty] | 0 | 0 | 0 | 0 | 0 | 0 | 0 | 0
|  |  |  | Commercial Large-Flexi-time | Standard | High Season | [5 empty] | 0 | 0 | 0 | 0 | 0 | 0 | 0 | 0
|  |  |  | Commercial Large-Flexi-time | Peak | High Season | [5 empty] | 0 | 0 | 0 | 0 | 0 | 0 | 0 | 0
|  |  |  | Commercial Large-Flexi-time | All | High Season
|  |  | 10 | Industrial Medium-Flexi-time |  |  | TRUE | FALSE | FALSE | FALSE | FALSE
|  |  |  | Industrial Medium-Flexi-time | OffPeak | High Season | [5 empty] | 0 | 0 | 0 | 0 | 0 | 0 | 0 | 0
|  |  |  | Industrial Medium-Flexi-time | Standard | High Season | [5 empty] | 0 | 0 | 0 | 0 | 0 | 0 | 0 | 0
|  |  |  | Industrial Medium-Flexi-time | Peak | High Season | [5 empty] | 0 | 0 | 0 | 0 | 0 | 0 | 0 | 0
|  |  |  | Industrial Medium-Flexi-time | All | High Season
|  |  | 11 | Industrial Large-Flexi-time |  |  | TRUE | FALSE | FALSE | FALSE | FALSE
|  |  |  | Industrial Large-Flexi-time | OffPeak | High Season | [6 empty] | 0 | 0 | 0 | 0 | 0 | 0 | 0
|  |  |  | Industrial Large-Flexi-time | Standard | High Season | [6 empty] | 0 | 0 | 0 | 0 | 0 | 0 | 0
|  |  |  | Industrial Large-Flexi-time | Peak | High Season | [6 empty] | 0 | 0 | 0 | 0 | 0 | 0 | 0
|  |  |  | Industrial Large-Flexi-time | All | High Season
|  |  | 12 | FBE (Domestic Indigent) |  |  | FALSE | FALSE | FALSE | FALSE | FALSE
|  |  |  | FBE (Domestic Indigent) | OffPeak | High Season | [5 empty] | 0 | 0 | 0 | 0 | 0 | 0 | 0 | 0
|  |  |  | FBE (Domestic Indigent) | Standard | High Season | [5 empty] | 0 | 0 | 0 | 0 | 0 | 0 | 0 | 0
|  |  |  | FBE (Domestic Indigent) | Peak | High Season | [5 empty] | 0 | 0 | 0 | 0 | 0 | 0 | 0 | 0
|  |  |  | FBE (Domestic Indigent) | All | High Season
|  |  | 13 | Other consumers |  |  | FALSE | FALSE | FALSE | FALSE | FALSE
|  |  |  | Other consumers | OffPeak | High Season | [5 empty] | 0 | 0 | 0 | 0 | 0 | 0 | 0 | 0
|  |  |  | Other consumers | Standard | High Season | [5 empty] | 0 | 0 | 0 | 0 | 0 | 0 | 0 | 0
|  |  |  | Other consumers | Peak | High Season | [5 empty] | 0 | 0 | 0 | 0 | 0 | 0 | 0 | 0
|  |  |  | Other consumers | All | High Season
|  |  | 14 | Sold to other municipal departments |  |  | FALSE | FALSE | FALSE | FALSE | FALSE
|  |  |  | Sold to other municipal departments | OffPeak | High Season | [5 empty] | 0 | 0 | 0 | 0 | 0 | 0 | 0 | 0
|  |  |  | Sold to other municipal departments | Standard | High Season | [5 empty] | 0 | 0 | 0 | 0 | 0 | 0 | 0 | 0
|  |  |  | Sold to other municipal departments | Peak | High Season | [5 empty] | 0 | 0 | 0 | 0 | 0 | 0 | 0 | 0
|  |  |  | Sold to other municipal departments | All | High Season
|  |  | 15 |  |  |  | TRUE | TRUE | TRUE | TRUE | TRUE
[5 empty] | OffPeak | High Season | [5 empty] | 0 | 0 | 0 | 0 | 0 | 0 | 0 | 0
[5 empty] | Standard | High Season | [5 empty] | 0 | 0 | 0 | 0 | 0 | 0 | 0 | 0
[5 empty] | Peak | High Season | [5 empty] | 0 | 0 | 0 | 0 | 0 | 0 | 0 | 0
[5 empty] | All | High Season
|  |  | 16 |  |  |  | TRUE | TRUE | TRUE | TRUE | TRUE
[5 empty] | OffPeak | High Season | [5 empty] | 0 | 0 | 0 | 0 | 0 | 0 | 0 | 0
[5 empty] | Standard | High Season | [5 empty] | 0 | 0 | 0 | 0 | 0 | 0 | 0 | 0
[5 empty] | Peak | High Season | [5 empty] | 0 | 0 | 0 | 0 | 0 | 0 | 0 | 0
[5 empty] | All | High Season
|  |  | 17 |  |  |  | TRUE | TRUE | TRUE | TRUE | TRUE
[5 empty] | OffPeak | High Season | [5 empty] | 0 | 0 | 0 | 0 | 0 | 0 | 0 | 0
[5 empty] | Standard | High Season | [5 empty] | 0 | 0 | 0 | 0 | 0 | 0 | 0 | 0
[5 empty] | Peak | High Season | [5 empty] | 0 | 0 | 0 | 0 | 0 | 0 | 0 | 0
[5 empty] | All | High Season
|  |  | 18 |  |  |  | TRUE | TRUE | TRUE | TRUE | TRUE
[5 empty] | OffPeak | High Season | [5 empty] | 0 | 0 | 0 | 0 | 0 | 0 | 0 | 0
[5 empty] | Standard | High Season | [5 empty] | 0 | 0 | 0 | 0 | 0 | 0 | 0 | 0
[5 empty] | Peak | High Season | [5 empty] | 0 | 0 | 0 | 0 | 0 | 0 | 0 | 0
[5 empty] | All | High Season
|  |  | 19 |  |  |  | TRUE | TRUE | TRUE | TRUE | TRUE
[5 empty] | OffPeak | High Season | [5 empty] | 0 | 0 | 0 | 0 | 0 | 0 | 0 | 0
[5 empty] | Standard | High Season | [5 empty] | 0 | 0 | 0 | 0 | 0 | 0 | 0 | 0
[5 empty] | Peak | High Season | [5 empty] | 0 | 0 | 0 | 0 | 0 | 0 | 0 | 0
[5 empty] | All | High Season
|  |  | 20 |  |  |  | TRUE | TRUE | TRUE | TRUE | TRUE
[5 empty] | OffPeak | High Season | [5 empty] | 0 | 0 | 0 | 0 | 0 | 0 | 0 | 0
[5 empty] | Standard | High Season | [5 empty] | 0 | 0 | 0 | 0 | 0 | 0 | 0 | 0
[5 empty] | Peak | High Season | [5 empty] | 0 | 0 | 0 | 0 | 0 | 0 | 0 | 0
[5 empty] | All | High Season
|  |  | 21 |  |  |  | TRUE | TRUE | TRUE | TRUE | TRUE
[5 empty] | OffPeak | High Season | [5 empty] | 0 | 0 | 0 | 0 | 0 | 0 | 0 | 0
[5 empty] | Standard | High Season | [5 empty] | 0 | 0 | 0 | 0 | 0 | 0 | 0 | 0
[5 empty] | Peak | High Season | [5 empty] | 0 | 0 | 0 | 0 | 0 | 0 | 0 | 0
[5 empty] | All | High Season
|  |  | 22 |  |  |  | TRUE | TRUE | TRUE | TRUE | TRUE
[5 empty] | OffPeak | High Season | [5 empty] | 0 | 0 | 0 | 0 | 0 | 0 | 0 | 0
[5 empty] | Standard | High Season | [5 empty] | 0 | 0 | 0 | 0 | 0 | 0 | 0 | 0
[5 empty] | Peak | High Season | [5 empty] | 0 | 0 | 0 | 0 | 0 | 0 | 0 | 0
[5 empty] | All | High Season
|  |  | 23 |  |  |  | TRUE | TRUE | TRUE | TRUE | TRUE
[5 empty] | OffPeak | High Season | [5 empty] | 0 | 0 | 0 | 0 | 0 | 0 | 0 | 0
[5 empty] | Standard | High Season | [5 empty] | 0 | 0 | 0 | 0 | 0 | 0 | 0 | 0
[5 empty] | Peak | High Season | [5 empty] | 0 | 0 | 0 | 0 | 0 | 0 | 0 | 0
[5 empty] | All | High Season
|  |  | 24 |  |  |  | TRUE | TRUE | TRUE | TRUE | TRUE
[5 empty] | OffPeak | High Season | [5 empty] | 0 | 0 | 0 | 0 | 0 | 0 | 0 | 0
[5 empty] | Standard | High Season | [5 empty] | 0 | 0 | 0 | 0 | 0 | 0 | 0 | 0
[5 empty] | Peak | High Season | [5 empty] | 0 | 0 | 0 | 0 | 0 | 0 | 0 | 0
[5 empty] | All | High Season
|  |  | 25 |  |  |  | TRUE | TRUE | TRUE | TRUE | TRUE
[5 empty] | OffPeak | High Season | [5 empty] | 0 | 0 | 0 | 0 | 0 | 0 | 0 | 0
[5 empty] | Standard | High Season | [5 empty] | 0 | 0 | 0 | 0 | 0 | 0 | 0 | 0
[5 empty] | Peak | High Season | [5 empty] | 0 | 0 | 0 | 0 | 0 | 0 | 0 | 0
[5 empty] | All | High Season
Tariffs currently charged by utility to retail customers - Low season
|  |  |  | Customer category | TOU period | Season | Active Energy Rate | Maximum Demand Charge | Basic charge | 0 | 0 | Totals by type of charge and season
[6 empty] | Unit: | c/kWh | R/KVA/month (MD) | R/POD/month |  |  | c/kWh | R/KVA/month (MD) | R/KVA/month (NMD) | c/KVArh | R/POD/day | R/POD/month | R/account/day | 0
TOU?
|  |  | 1 | Domestic (Standard) |  |  | FALSE | FALSE | FALSE | FALSE | FALSE
|  |  |  | Domestic (Standard) | OffPeak | Low Season | [5 empty] | 0 | 0 | 0 | 0 | 0 | 0 | 0 | 0
|  |  |  | Domestic (Standard) | Standard | Low Season | [5 empty] | 0 | 0 | 0 | 0 | 0 | 0 | 0 | 0
|  |  |  | Domestic (Standard) | Peak | Low Season | [5 empty] | 0 | 0 | 0 | 0 | 0 | 0 | 0 | 0
|  |  |  | Domestic (Standard) | All | Low Season
|  |  | 2 | Domestic (Large) |  |  | FALSE | FALSE | FALSE | FALSE | FALSE
|  |  |  | Domestic (Large) | OffPeak | Low Season | [5 empty] | 0 | 0 | 0 | 0 | 0 | 0 | 0 | 0
|  |  |  | Domestic (Large) | Standard | Low Season | [5 empty] | 0 | 0 | 0 | 0 | 0 | 0 | 0 | 0
|  |  |  | Domestic (Large) | Peak | Low Season | [5 empty] | 0 | 0 | 0 | 0 | 0 | 0 | 0 | 0
|  |  |  | Domestic (Large) | All | Low Season
|  |  | 3 | Commercial Small |  |  | FALSE | FALSE | FALSE | FALSE | FALSE
|  |  |  | Commercial Small | OffPeak | Low Season | [5 empty] | 0 | 0 | 0 | 0 | 0 | 0 | 0 | 0
|  |  |  | Commercial Small | Standard | Low Season | [5 empty] | 0 | 0 | 0 | 0 | 0 | 0 | 0 | 0
|  |  |  | Commercial Small | Peak | Low Season | [5 empty] | 0 | 0 | 0 | 0 | 0 | 0 | 0 | 0
|  |  |  | Commercial Small | All | Low Season
|  |  | 4 | Commercial Medium |  |  | FALSE | FALSE | FALSE | FALSE | FALSE
|  |  |  | Commercial Medium | OffPeak | Low Season | [5 empty] | 0 | 0 | 0 | 0 | 0 | 0 | 0 | 0
|  |  |  | Commercial Medium | Standard | Low Season | [5 empty] | 0 | 0 | 0 | 0 | 0 | 0 | 0 | 0
|  |  |  | Commercial Medium | Peak | Low Season | [5 empty] | 0 | 0 | 0 | 0 | 0 | 0 | 0 | 0
|  |  |  | Commercial Medium | All | Low Season
|  |  | 5 | Commercial Large |  |  | FALSE | FALSE | FALSE | FALSE | FALSE
|  |  |  | Commercial Large | OffPeak | Low Season | [5 empty] | 0 | 0 | 0 | 0 | 0 | 0 | 0 | 0
|  |  |  | Commercial Large | Standard | Low Season | [5 empty] | 0 | 0 | 0 | 0 | 0 | 0 | 0 | 0
|  |  |  | Commercial Large | Peak | Low Season | [5 empty] | 0 | 0 | 0 | 0 | 0 | 0 | 0 | 0
|  |  |  | Commercial Large | All | Low Season
|  |  | 6 | Industrial Medium |  |  | FALSE | FALSE | FALSE | FALSE | FALSE
|  |  |  | Industrial Medium | OffPeak | Low Season | [5 empty] | 0 | 0 | 0 | 0 | 0 | 0 | 0 | 0
|  |  |  | Industrial Medium | Standard | Low Season | [5 empty] | 0 | 0 | 0 | 0 | 0 | 0 | 0 | 0
|  |  |  | Industrial Medium | Peak | Low Season | [5 empty] | 0 | 0 | 0 | 0 | 0 | 0 | 0 | 0
|  |  |  | Industrial Medium | All | Low Season
|  |  | 7 | Industrial Large |  |  | FALSE | FALSE | FALSE | FALSE | FALSE
|  |  |  | Industrial Large | OffPeak | Low Season | [5 empty] | 0 | 0 | 0 | 0 | 0 | 0 | 0 | 0
|  |  |  | Industrial Large | Standard | Low Season | [5 empty] | 0 | 0 | 0 | 0 | 0 | 0 | 0 | 0
|  |  |  | Industrial Large | Peak | Low Season | [5 empty] | 0 | 0 | 0 | 0 | 0 | 0 | 0 | 0
|  |  |  | Industrial Large | All | Low Season
|  |  | 8 | Commercial Medium-Flexi-time |  |  | TRUE | FALSE | FALSE | FALSE | FALSE
|  |  |  | Commercial Medium-Flexi-time | OffPeak | Low Season | [5 empty] | 0 | 0 | 0 | 0 | 0 | 0 | 0 | 0
|  |  |  | Commercial Medium-Flexi-time | Standard | Low Season | [5 empty] | 0 | 0 | 0 | 0 | 0 | 0 | 0 | 0
|  |  |  | Commercial Medium-Flexi-time | Peak | Low Season | [5 empty] | 0 | 0 | 0 | 0 | 0 | 0 | 0 | 0
|  |  |  | Commercial Medium-Flexi-time | All | Low Season
|  |  | 9 | Commercial Large-Flexi-time |  |  | TRUE | FALSE | FALSE | FALSE | FALSE
|  |  |  | Commercial Large-Flexi-time | OffPeak | Low Season | [5 empty] | 0 | 0 | 0 | 0 | 0 | 0 | 0 | 0
|  |  |  | Commercial Large-Flexi-time | Standard | Low Season | [5 empty] | 0 | 0 | 0 | 0 | 0 | 0 | 0 | 0
|  |  |  | Commercial Large-Flexi-time | Peak | Low Season | [5 empty] | 0 | 0 | 0 | 0 | 0 | 0 | 0 | 0
|  |  |  | Commercial Large-Flexi-time | All | Low Season
|  |  | 10 | Industrial Medium-Flexi-time |  |  | TRUE | FALSE | FALSE | FALSE | FALSE
|  |  |  | Industrial Medium-Flexi-time | OffPeak | Low Season | [5 empty] | 0 | 0 | 0 | 0 | 0 | 0 | 0 | 0
|  |  |  | Industrial Medium-Flexi-time | Standard | Low Season | [5 empty] | 0 | 0 | 0 | 0 | 0 | 0 | 0 | 0
|  |  |  | Industrial Medium-Flexi-time | Peak | Low Season | [5 empty] | 0 | 0 | 0 | 0 | 0 | 0 | 0 | 0
|  |  |  | Industrial Medium-Flexi-time | All | Low Season
|  |  | 11 | Industrial Large-Flexi-time |  |  | TRUE | FALSE | FALSE | FALSE | FALSE
|  |  |  | Industrial Large-Flexi-time | OffPeak | Low Season | [5 empty] | 0 | 0 | 0 | 0 | 0 | 0 | 0 | 0
|  |  |  | Industrial Large-Flexi-time | Standard | Low Season | [5 empty] | 0 | 0 | 0 | 0 | 0 | 0 | 0 | 0
|  |  |  | Industrial Large-Flexi-time | Peak | Low Season | [5 empty] | 0 | 0 | 0 | 0 | 0 | 0 | 0 | 0
|  |  |  | Industrial Large-Flexi-time | All | Low Season
|  |  | 12 | FBE (Domestic Indigent) |  |  | FALSE | FALSE | FALSE | FALSE | FALSE
|  |  |  | FBE (Domestic Indigent) | OffPeak | Low Season | [5 empty] | 0 | 0 | 0 | 0 | 0 | 0 | 0 | 0
|  |  |  | FBE (Domestic Indigent) | Standard | Low Season | [5 empty] | 0 | 0 | 0 | 0 | 0 | 0 | 0 | 0
|  |  |  | FBE (Domestic Indigent) | Peak | Low Season | [5 empty] | 0 | 0 | 0 | 0 | 0 | 0 | 0 | 0
|  |  |  | FBE (Domestic Indigent) | All | Low Season
|  |  | 13 | Other consumers |  |  | FALSE | FALSE | FALSE | FALSE | FALSE
|  |  |  | Other consumers | OffPeak | Low Season | [5 empty] | 0 | 0 | 0 | 0 | 0 | 0 | 0 | 0
|  |  |  | Other consumers | Standard | Low Season | [5 empty] | 0 | 0 | 0 | 0 | 0 | 0 | 0 | 0
|  |  |  | Other consumers | Peak | Low Season | [5 empty] | 0 | 0 | 0 | 0 | 0 | 0 | 0 | 0
|  |  |  | Other consumers | All | Low Season
|  |  | 14 | Sold to other municipal departments |  |  | FALSE | FALSE | FALSE | FALSE | FALSE
|  |  |  | Sold to other municipal departments | OffPeak | Low Season | [5 empty] | 0 | 0 | 0 | 0 | 0 | 0 | 0 | 0
|  |  |  | Sold to other municipal departments | Standard | Low Season | [5 empty] | 0 | 0 | 0 | 0 | 0 | 0 | 0 | 0
|  |  |  | Sold to other municipal departments | Peak | Low Season | [5 empty] | 0 | 0 | 0 | 0 | 0 | 0 | 0 | 0
|  |  |  | Sold to other municipal departments | All | Low Season
|  |  | 15 |  |  |  | TRUE | TRUE | TRUE | TRUE | TRUE
[5 empty] | OffPeak | Low Season | [5 empty] | 0 | 0 | 0 | 0 | 0 | 0 | 0 | 0
[5 empty] | Standard | Low Season | [5 empty] | 0 | 0 | 0 | 0 | 0 | 0 | 0 | 0
[5 empty] | Peak | Low Season | [5 empty] | 0 | 0 | 0 | 0 | 0 | 0 | 0 | 0
[5 empty] | All | Low Season
|  |  | 16 |  |  |  | TRUE | TRUE | TRUE | TRUE | TRUE
[5 empty] | OffPeak | Low Season | [5 empty] | 0 | 0 | 0 | 0 | 0 | 0 | 0 | 0
[5 empty] | Standard | Low Season | [5 empty] | 0 | 0 | 0 | 0 | 0 | 0 | 0 | 0
[5 empty] | Peak | Low Season | [5 empty] | 0 | 0 | 0 | 0 | 0 | 0 | 0 | 0
[5 empty] | All | Low Season
|  |  | 17 |  |  |  | TRUE | TRUE | TRUE | TRUE | TRUE
[5 empty] | OffPeak | Low Season | [5 empty] | 0 | 0 | 0 | 0 | 0 | 0 | 0 | 0
[5 empty] | Standard | Low Season | [5 empty] | 0 | 0 | 0 | 0 | 0 | 0 | 0 | 0
[5 empty] | Peak | Low Season | [5 empty] | 0 | 0 | 0 | 0 | 0 | 0 | 0 | 0
[5 empty] | All | Low Season
|  |  | 18 |  |  |  | TRUE | TRUE | TRUE | TRUE | TRUE
[5 empty] | OffPeak | Low Season | [5 empty] | 0 | 0 | 0 | 0 | 0 | 0 | 0 | 0
[5 empty] | Standard | Low Season | [5 empty] | 0 | 0 | 0 | 0 | 0 | 0 | 0 | 0
[5 empty] | Peak | Low Season | [5 empty] | 0 | 0 | 0 | 0 | 0 | 0 | 0 | 0
[5 empty] | All | Low Season
|  |  | 19 |  |  |  | TRUE | TRUE | TRUE | TRUE | TRUE
[5 empty] | OffPeak | Low Season | [5 empty] | 0 | 0 | 0 | 0 | 0 | 0 | 0 | 0
[5 empty] | Standard | Low Season | [5 empty] | 0 | 0 | 0 | 0 | 0 | 0 | 0 | 0
[5 empty] | Peak | Low Season | [5 empty] | 0 | 0 | 0 | 0 | 0 | 0 | 0 | 0
[5 empty] | All | Low Season
|  |  | 20 |  |  |  | TRUE | TRUE | TRUE | TRUE | TRUE
[5 empty] | OffPeak | Low Season | [5 empty] | 0 | 0 | 0 | 0 | 0 | 0 | 0 | 0
[5 empty] | Standard | Low Season | [5 empty] | 0 | 0 | 0 | 0 | 0 | 0 | 0 | 0
[5 empty] | Peak | Low Season | [5 empty] | 0 | 0 | 0 | 0 | 0 | 0 | 0 | 0
[5 empty] | All | Low Season
|  |  | 21 |  |  |  | TRUE | TRUE | TRUE | TRUE | TRUE
[5 empty] | OffPeak | Low Season | [5 empty] | 0 | 0 | 0 | 0 | 0 | 0 | 0 | 0
[5 empty] | Standard | Low Season | [5 empty] | 0 | 0 | 0 | 0 | 0 | 0 | 0 | 0
[5 empty] | Peak | Low Season | [5 empty] | 0 | 0 | 0 | 0 | 0 | 0 | 0 | 0
[5 empty] | All | Low Season
|  |  | 22 |  |  |  | TRUE | TRUE | TRUE | TRUE | TRUE
[5 empty] | OffPeak | Low Season | [5 empty] | 0 | 0 | 0 | 0 | 0 | 0 | 0 | 0
[5 empty] | Standard | Low Season | [5 empty] | 0 | 0 | 0 | 0 | 0 | 0 | 0 | 0
[5 empty] | Peak | Low Season | [5 empty] | 0 | 0 | 0 | 0 | 0 | 0 | 0 | 0
[5 empty] | All | Low Season
|  |  | 23 |  |  |  | TRUE | TRUE | TRUE | TRUE | TRUE
[5 empty] | OffPeak | Low Season | [5 empty] | 0 | 0 | 0 | 0 | 0 | 0 | 0 | 0
[5 empty] | Standard | Low Season | [5 empty] | 0 | 0 | 0 | 0 | 0 | 0 | 0 | 0
[5 empty] | Peak | Low Season | [5 empty] | 0 | 0 | 0 | 0 | 0 | 0 | 0 | 0
[5 empty] | All | Low Season
|  |  | 24 |  |  |  | TRUE | TRUE | TRUE | TRUE | TRUE
[5 empty] | OffPeak | Low Season | [5 empty] | 0 | 0 | 0 | 0 | 0 | 0 | 0 | 0
[5 empty] | Standard | Low Season | [5 empty] | 0 | 0 | 0 | 0 | 0 | 0 | 0 | 0
[5 empty] | Peak | Low Season | [5 empty] | 0 | 0 | 0 | 0 | 0 | 0 | 0 | 0
[5 empty] | All | Low Season
|  |  | 25 |  |  |  | TRUE | TRUE | TRUE | TRUE | TRUE
[5 empty] | OffPeak | Low Season | [5 empty] | 0 | 0 | 0 | 0 | 0 | 0 | 0 | 0
[5 empty] | Standard | Low Season | [5 empty] | 0 | 0 | 0 | 0 | 0 | 0 | 0 | 0
[5 empty] | Peak | Low Season | [5 empty] | 0 | 0 | 0 | 0 | 0 | 0 | 0 | 0
[5 empty] | All | Low Season
End of sheet
1. Input Data
Next sheet >
< Previous sheet
Map
Guide

## Intermediary Calculations -->
Intermediary Calculations -->
| Goto | Commercial Inputs Summary
| Goto | Power Purchase Inputs Summary
| Goto | Asset Register Calculations
| Goto | High-level CTS projections
| Goto | Eskom Purch. CostCheck (Year 0)
| Goto | Technical calibration (Year 0)
| Goto | Technical forecasts (Year 2)
| Goto | Comm. & Fin. Forecasts (year2)
| Goto | Revenue forecasts (Year 2)
All sheets to the right of this sheet are intermediary calculations
Next sheet >
< Previous sheet
Map
Guide

## Commercial Inputs Summary
Commercial Inputs Summary
This sheet provides commercial calculations
Sales (kWh) inputs by customer category and season - Year 0
|  |  |  | Customer Categories | Annual kWh sales (Year 0) | High season | Low season
|  |  | 1 | Domestic (Standard) | 120857584.93 | 30% | 70%
|  |  | 2 | Domestic (Large) | 11528641.46 | 30% | 70%
|  |  | 3 | Commercial Small | 14254421 | 30% | 70%
|  |  | 4 | Commercial Medium | 48307167.88 | 30% | 70%
|  |  | 5 | Commercial Large | 73501494 | 30% | 70%
|  |  | 6 | Industrial Medium | 190015204.25 | 30% | 70%
|  |  | 7 | Industrial Large | 20908500 | 30% | 70%
|  |  | 8 | Commercial Medium-Flexi-time | 94167 | 30% | 70%
|  |  | 9 | Commercial Large-Flexi-time | 0 | 0% | 0%
|  |  | 10 | Industrial Medium-Flexi-time | 0 | 0% | 0%
|  |  | 11 | Industrial Large-Flexi-time | 20045628 | 30% | 70%
|  |  | 12 | FBE (Domestic Indigent) | 3525704.82 | 30% | 70%
|  |  | 13 | Other consumers | 0 | 0% | 0%
|  |  | 14 | Sold to other municipal departments | 5170544 | 30% | 70%
|  |  | 15 |  | 0 | 0% | 0%
|  |  | 16 |  | 0 | 0% | 0%
|  |  | 17 |  | 0 | 0% | 0%
|  |  | 18 |  | 0 | 0% | 0%
|  |  | 19 |  | 0 | 0% | 0%
|  |  | 20 |  | 0 | 0% | 0%
|  |  | 21 |  | 0 | 0% | 0%
|  |  | 22 |  | 0 | 0% | 0%
|  |  | 23 |  | 0 | 0% | 0%
|  |  | 24 |  | 0 | 0% | 0%
|  |  | 25 |  | 0 | 0% | 0%
|  |  |  | Total | 508209057.34
Sales (kWh) inputs by customer category, TOU, and season - Year 0
[7 empty] | High season |  |  | Low season
[7 empty] | High season | High season | High season | Low season | Low season | Low season
|  |  |  | Customer Categories | Annual kWh sales (Year 0) | TOU data available? | Offpeak | Standard | Peak | Offpeak | Standard | Peak
|  |  | 1 | Domestic (Standard) | 120857584.93 | FALSE | 0% | 0% | 0% | 0% | 0% | 0%
|  |  | 2 | Domestic (Large) | 11528641.46 | FALSE | 0% | 0% | 0% | 0% | 0% | 0%
|  |  | 3 | Commercial Small | 14254421 | FALSE | 0% | 0% | 0% | 0% | 0% | 0%
|  |  | 4 | Commercial Medium | 48307167.88 | FALSE | 0% | 0% | 0% | 0% | 0% | 0%
|  |  | 5 | Commercial Large | 73501494 | FALSE | 0% | 0% | 0% | 0% | 0% | 0%
|  |  | 6 | Industrial Medium | 190015204.25 | FALSE | 0% | 0% | 0% | 0% | 0% | 0%
|  |  | 7 | Industrial Large | 20908500 | FALSE | 0% | 0% | 0% | 0% | 0% | 0%
|  |  | 8 | Commercial Medium-Flexi-time | 94167 | TRUE | 30% | 0% | 0% | 70% | 0% | 0%
|  |  | 9 | Commercial Large-Flexi-time | 0 | TRUE | 0% | 0% | 0% | 0% | 0% | 0%
|  |  | 10 | Industrial Medium-Flexi-time | 0 | TRUE | 0% | 0% | 0% | 0% | 0% | 0%
|  |  | 11 | Industrial Large-Flexi-time | 20045628 | TRUE | 30% | 0% | 0% | 70% | 0% | 0%
|  |  | 12 | FBE (Domestic Indigent) | 3525704.82 | FALSE | 0% | 0% | 0% | 0% | 0% | 0%
|  |  | 13 | Other consumers | 0 | FALSE | 0% | 0% | 0% | 0% | 0% | 0%
|  |  | 14 | Sold to other municipal departments | 5170544 | FALSE | 0% | 0% | 0% | 0% | 0% | 0%
|  |  | 15 |  | 0 | 0 | 0% | 0% | 0% | 0% | 0% | 0%
|  |  | 16 |  | 0 | 0 | 0% | 0% | 0% | 0% | 0% | 0%
|  |  | 17 |  | 0 | 0 | 0% | 0% | 0% | 0% | 0% | 0%
|  |  | 18 |  | 0 | 0 | 0% | 0% | 0% | 0% | 0% | 0%
|  |  | 19 |  | 0 | 0 | 0% | 0% | 0% | 0% | 0% | 0%
|  |  | 20 |  | 0 | 0 | 0% | 0% | 0% | 0% | 0% | 0%
|  |  | 21 |  | 0 | 0 | 0% | 0% | 0% | 0% | 0% | 0%
|  |  | 22 |  | 0 | 0 | 0% | 0% | 0% | 0% | 0% | 0%
|  |  | 23 |  | 0 | 0 | 0% | 0% | 0% | 0% | 0% | 0%
|  |  | 24 |  | 0 | 0 | 0% | 0% | 0% | 0% | 0% | 0%
|  |  | 25 |  | 0 | 0 | 0% | 0% | 0% | 0% | 0% | 0%
|  |  |  | Total (kWh) | 508209057.34
|  |  |  | Total for customers with TOU data (kWh) | 20139795 |  | 6041938.5 | 0 | 0 | 14097856.5 | 0 | 0
|  |  |  | Total for customers with TOU data (%) | 100% |  | 30% | 0% | 0% | 70% | 0% | 0%
Commercial inputs by customer category - Sales growth forecasts
[6 empty] | 1 | 2 | 3 | 4
|  |  |  | Customer Categories | Annual sales growth (%) | Annual kWh sales (Year 1) | Annual kWh sales (Year 2) | Annual kWh sales (Year 3) | Annual kWh sales (Year 4) |  | Macro category
|  |  | 1 | Domestic (Standard) | 2.281% | 129317615.8751 | 138369848.9864 | 138369848.9864 | 138369848.9864 |  | Domestic customers
|  |  | 2 | Domestic (Large) | 0.3322% | 11643927.8746 | 11760367.1533 | 11760367.1533 | 11760367.1533 |  | Domestic customers
|  |  | 3 | Commercial Small | 0.6623% | 14539509.42 | 14830299.6084 | 14830299.6084 | 14830299.6084 |  | Industrial customers
|  |  | 4 | Commercial Medium | 0.6623% | 49273311.2376 | 50258777.4624 | 50258777.4624 | 50258777.4624 |  | Industrial customers
|  |  | 5 | Commercial Large | 0.6623% | 74971523.88 | 76470954.3576 | 76470954.3576 | 76470954.3576 |  | Industrial customers
|  |  | 6 | Industrial Medium | 1.961% | 201416116.505 | 213501083.4953 | 213501083.4953 | 213501083.4953 |  | Commercial customers
|  |  | 7 | Industrial Large | 0.9902% | 21535755 | 22181827.65 | 22181827.65 | 22181827.65 |  | Commercial customers
|  |  | 8 | Commercial Medium-Flexi-time | 0.0001667% | 94167.4708 | 94167.9417 | 94167.9417 | 94167.9417 |  | Commercial customers
|  |  | 9 | Commercial Large-Flexi-time | 0% | 0 | 0 | 0 | 0 |  | Commercial customers
|  |  | 10 | Industrial Medium-Flexi-time | 0% | 0 | 0 | 0 | 0 |  | Internal & SL
|  |  | 11 | Industrial Large-Flexi-time | 0.3322% | 20246084.28 | 20448545.1228 | 20448545.1228 | 20448545.1228 |  | Internal & SL
|  |  | 12 | FBE (Domestic Indigent) | 2.914% | 3843018.2538 | 4188889.8966 | 4188889.8966 | 4188889.8966 |  | Domestic customers
|  |  | 13 | Other consumers | 0% | 0 | 0 | 0 | 0 |  | Domestic customers
|  |  | 14 | Sold to other municipal departments | 0.03332% | 5175714.544 | 5180890.2585 | 5180890.2585 | 5180890.2585 |  | Internal & SL
|  |  | 15 |  | 0% | 0 | 0 | 0 | 0 |  | 0
|  |  | 16 |  | 0% | 0 | 0 | 0 | 0 |  | 0
|  |  | 17 |  | 0% | 0 | 0 | 0 | 0 |  | 0
|  |  | 18 |  | 0% | 0 | 0 | 0 | 0 |  | 0
|  |  | 19 |  | 0% | 0 | 0 | 0 | 0 |  | 0
|  |  | 20 |  | 0% | 0 | 0 | 0 | 0 |  | 0
|  |  | 21 |  | 0% | 0 | 0 | 0 | 0 |  | 0
|  |  | 22 |  | 0% | 0 | 0 | 0 | 0 |  | 0
|  |  | 23 |  | 0% | 0 | 0 | 0 | 0 |  | 0
|  |  | 24 |  | 0% | 0 | 0 | 0 | 0 |  | 0
|  |  | 25 |  | 0% | 0 | 0 | 0 | 0 |  | 0
|  |  |  | Total | 1.535% | 532056744.3409 | 557285651.933 | 557285651.933 | 557285651.933
Commercial inputs by customer category - Sales growth forecasts - net of fully discounted sales
[6 empty] | 1 | 2 | 3 | 4
|  |  |  | Customer Categories | Monthly consumption per POD fully discounted (kWh/month/POD) | Annual kWh sales (Year 1) | Annual kWh sales (Year 2) | Annual kWh sales (Year 3) | Annual kWh sales (Year 4) |  | Discounted sales over total sales
|  |  | 1 | Domestic (Standard) | 0 | 129317615.8751 | 138369848.9864 | 138369848.9864 | 138369848.9864 |  | 100%
|  |  | 2 | Domestic (Large) | 0 | 11643927.8746 | 11760367.1533 | 11760367.1533 | 11760367.1533 |  | 100%
|  |  | 3 | Commercial Small | 0 | 14539509.42 | 14830299.6084 | 14830299.6084 | 14830299.6084 |  | 100%
|  |  | 4 | Commercial Medium | 0 | 49273311.2376 | 50258777.4624 | 50258777.4624 | 50258777.4624 |  | 100%
|  |  | 5 | Commercial Large | 0 | 74971523.88 | 76470954.3576 | 76470954.3576 | 76470954.3576 |  | 100%
|  |  | 6 | Industrial Medium | 0 | 201416116.505 | 213501083.4953 | 213501083.4953 | 213501083.4953 |  | 100%
|  |  | 7 | Industrial Large | 0 | 21535755 | 22181827.65 | 22181827.65 | 22181827.65 |  | 100%
|  |  | 8 | Commercial Medium-Flexi-time | 0 | 94167.4708 | 94167.9417 | 94167.9417 | 94167.9417 |  | 100%
|  |  | 9 | Commercial Large-Flexi-time | 0 | 0 | 0 | 0 | 0 |  | 0%
|  |  | 10 | Industrial Medium-Flexi-time | 0 | 0 | 0 | 0 | 0 |  | 0%
|  |  | 11 | Industrial Large-Flexi-time | 0 | 20246084.28 | 20448545.1228 | 20448545.1228 | 20448545.1228 |  | 100%
|  |  | 12 | FBE (Domestic Indigent) | 50 | 1759590.2538 | 2105461.8966 | 2105461.8966 | 2105461.8966 |  | 45.79%
|  |  | 13 | Other consumers | 0 | 0 | 0 | 0 | 0 |  | 0%
|  |  | 14 | Sold to other municipal departments | 0 | 5175714.544 | 5180890.2585 | 5180890.2585 | 5180890.2585 |  | 100%
|  |  | 15 |  | 0 | 0 | 0 | 0 | 0 |  | 0%
|  |  | 16 |  | 0 | 0 | 0 | 0 | 0 |  | 0%
|  |  | 17 |  | 0 | 0 | 0 | 0 | 0 |  | 0%
|  |  | 18 |  | 0 | 0 | 0 | 0 | 0 |  | 0%
|  |  | 19 |  | 0 | 0 | 0 | 0 | 0 |  | 0%
|  |  | 20 |  | 0 | 0 | 0 | 0 | 0 |  | 0%
|  |  | 21 |  | 0 | 0 | 0 | 0 | 0 |  | 0%
|  |  | 22 |  | 0 | 0 | 0 | 0 | 0 |  | 0%
|  |  | 23 |  | 0 | 0 | 0 | 0 | 0 |  | 0%
|  |  | 24 |  | 0 | 0 | 0 | 0 | 0 |  | 0%
|  |  | 25 |  | 0 | 0 | 0 | 0 | 0 |  | 0%
|  |  |  | Total |  | 529973316.3409 | 555202223.933 | 555202223.933 | 555202223.933
Commercial inputs by customer category - Specific consumption in kWh/POD/month
[6 empty] | 1 | 2 | 3 | 4
|  |  |  | Customer Categories |  | Specific consumption (Year 1) | Specific consumption (Year 2) | Specific consumption (Year 3) | Specific consumption (Year 4)
|  |  | 1 | Domestic (Standard) |  | 450.8671 | 482.4278 | 482.4278 | 482.4278
|  |  | 2 | Domestic (Large) |  | 680.8789 | 687.6877 | 687.6877 | 687.6877
|  |  | 3 | Commercial Small |  | 487.8526 | 497.6096 | 497.6096 | 497.6096
|  |  | 4 | Commercial Medium |  | 13551.5157 | 13822.5461 | 13822.5461 | 13822.5461
|  |  | 5 | Commercial Large |  | 171826.9249 | 175263.4634 | 175263.4634 | 175263.4634
|  |  | 6 | Industrial Medium |  | 86554.643 | 91747.9216 | 91747.9216 | 91747.9216
|  |  | 7 | Industrial Large |  | 48023.7155 | 49464.427 | 49464.427 | 49464.427
|  |  | 8 | Commercial Medium-Flexi-time |  | 7769.5933 | 7769.6322 | 7769.6322 | 7769.6322
|  |  | 9 | Commercial Large-Flexi-time |  | 0 | 0 | 0 | 0
|  |  | 10 | Industrial Medium-Flexi-time |  | 0 | 0 | 0 | 0
|  |  | 11 | Industrial Large-Flexi-time |  | 140597.8075 | 142003.7856 | 142003.7856 | 142003.7856
|  |  | 12 | FBE (Domestic Indigent) |  | 92.2282 | 100.5288 | 100.5288 | 100.5288
|  |  | 13 | Other consumers |  | 0 | 0 | 0 | 0
|  |  | 14 | Sold to other municipal departments |  | 1750.1605 | 1751.9106 | 1751.9106 | 1751.9106
|  |  | 15 |  |  | 0 | 0 | 0 | 0
|  |  | 16 |  |  | 0 | 0 | 0 | 0
|  |  | 17 |  |  | 0 | 0 | 0 | 0
|  |  | 18 |  |  | 0 | 0 | 0 | 0
|  |  | 19 |  |  | 0 | 0 | 0 | 0
|  |  | 20 |  |  | 0 | 0 | 0 | 0
|  |  | 21 |  |  | 0 | 0 | 0 | 0
|  |  | 22 |  |  | 0 | 0 | 0 | 0
|  |  | 23 |  |  | 0 | 0 | 0 | 0
|  |  | 24 |  |  | 0 | 0 | 0 | 0
|  |  | 25 |  |  | 0 | 0 | 0 | 0
Commercial inputs by customer category - Customer base expansion forecasts
[6 empty] | 1 | 2 | 3 | 4
|  |  |  | Customer Categories |  | Annual customer base (Year 1) | Annual customer base (Year 2) | Annual customer base (Year 3) | Annual customer base (Year 4)
|  |  | 1 | Domestic (Standard) |  | 23901.65 | 23901.65 | 23901.65 | 23901.65
|  |  | 2 | Domestic (Large) |  | 1425.11 | 1425.11 | 1425.11 | 1425.11
|  |  | 3 | Commercial Small |  | 2483.59 | 2483.59 | 2483.59 | 2483.59
|  |  | 4 | Commercial Medium |  | 303 | 303 | 303 | 303
|  |  | 5 | Commercial Large |  | 36.36 | 36.36 | 36.36 | 36.36
|  |  | 6 | Industrial Medium |  | 193.92 | 193.92 | 193.92 | 193.92
|  |  | 7 | Industrial Large |  | 37.37 | 37.37 | 37.37 | 37.37
|  |  | 8 | Commercial Medium-Flexi-time |  | 1.01 | 1.01 | 1.01 | 1.01
|  |  | 9 | Commercial Large-Flexi-time |  | 0 | 0 | 0 | 0
|  |  | 10 | Industrial Medium-Flexi-time |  | 0 | 0 | 0 | 0
|  |  | 11 | Industrial Large-Flexi-time |  | 12 | 12 | 12 | 12
|  |  | 12 | FBE (Domestic Indigent) |  | 3472.38 | 3472.38 | 3472.38 | 3472.38
|  |  | 13 | Other consumers |  | 0 | 0 | 0 | 0
|  |  | 14 | Sold to other municipal departments |  | 246.44 | 246.44 | 246.44 | 246.44
|  |  | 15 |  |  | 0 | 0 | 0 | 0
|  |  | 16 |  |  | 0 | 0 | 0 | 0
|  |  | 17 |  |  | 0 | 0 | 0 | 0
|  |  | 18 |  |  | 0 | 0 | 0 | 0
|  |  | 19 |  |  | 0 | 0 | 0 | 0
|  |  | 20 |  |  | 0 | 0 | 0 | 0
|  |  | 21 |  |  | 0 | 0 | 0 | 0
|  |  | 22 |  |  | 0 | 0 | 0 | 0
|  |  | 23 |  |  | 0 | 0 | 0 | 0
|  |  | 24 |  |  | 0 | 0 | 0 | 0
|  |  | 25 |  |  | 0 | 0 | 0 | 0
|  |  |  | Total |  | 32112.83 | 32112.83 | 32112.83 | 32112.83
Customer filtering by connection voltage level
[5 empty] | 1 | 2 | 3
|  |  |  | Voltage level (kV): | 33-132-275kV | 6.6-11 kV | 400 V | 0 | 0 | 0 | 0 | 0 | 0 | 0
|  |  |  | Minimum boundary | 33 | 6.6 | 0.4 | 0 | 0 | 0 | 0 | 0 | 0 | 0
Customer Categories
|  |  | 1 | Domestic (Standard) | 0 | 0 | 1 | 0 | 0 | 0 | 0 | 0 | 0 | 0
|  |  | 2 | Domestic (Large) | 0 | 0 | 1 | 0 | 0 | 0 | 0 | 0 | 0 | 0
|  |  | 3 | Commercial Small | 0 | 0 | 1 | 0 | 0 | 0 | 0 | 0 | 0 | 0
|  |  | 4 | Commercial Medium | 0 | 1 | 0 | 0 | 0 | 0 | 0 | 0 | 0 | 0
|  |  | 5 | Commercial Large | 0 | 1 | 0 | 0 | 0 | 0 | 0 | 0 | 0 | 0
|  |  | 6 | Industrial Medium | 0 | 1 | 0 | 0 | 0 | 0 | 0 | 0 | 0 | 0
|  |  | 7 | Industrial Large | 1 | 0 | 0 | 0 | 0 | 0 | 0 | 0 | 0 | 0
|  |  | 8 | Commercial Medium-Flexi-time | 0 | 1 | 0 | 0 | 0 | 0 | 0 | 0 | 0 | 0
|  |  | 9 | Commercial Large-Flexi-time | 0 | 1 | 0 | 0 | 0 | 0 | 0 | 0 | 0 | 0
|  |  | 10 | Industrial Medium-Flexi-time | 0 | 1 | 0 | 0 | 0 | 0 | 0 | 0 | 0 | 0
|  |  | 11 | Industrial Large-Flexi-time | 1 | 0 | 0 | 0 | 0 | 0 | 0 | 0 | 0 | 0
|  |  | 12 | FBE (Domestic Indigent) | 0 | 0 | 1 | 0 | 0 | 0 | 0 | 0 | 0 | 0
|  |  | 13 | Other consumers | 0 | 0 | 1 | 0 | 0 | 0 | 0 | 0 | 0 | 0
|  |  | 14 | Sold to other municipal departments | 0 | 0 | 1 | 0 | 0 | 0 | 0 | 0 | 0 | 0
|  |  | 15 |  | 0 | 0 | 0 | 0 | 0 | 0 | 0 | 0 | 0 | 0
|  |  | 16 |  | 0 | 0 | 0 | 0 | 0 | 0 | 0 | 0 | 0 | 0
|  |  | 17 |  | 0 | 0 | 0 | 0 | 0 | 0 | 0 | 0 | 0 | 0
|  |  | 18 |  | 0 | 0 | 0 | 0 | 0 | 0 | 0 | 0 | 0 | 0
|  |  | 19 |  | 0 | 0 | 0 | 0 | 0 | 0 | 0 | 0 | 0 | 0
|  |  | 20 |  | 0 | 0 | 0 | 0 | 0 | 0 | 0 | 0 | 0 | 0
|  |  | 21 |  | 0 | 0 | 0 | 0 | 0 | 0 | 0 | 0 | 0 | 0
|  |  | 22 |  | 0 | 0 | 0 | 0 | 0 | 0 | 0 | 0 | 0 | 0
|  |  | 23 |  | 0 | 0 | 0 | 0 | 0 | 0 | 0 | 0 | 0 | 0
|  |  | 24 |  | 0 | 0 | 0 | 0 | 0 | 0 | 0 | 0 | 0 | 0
|  |  | 25 |  | 0 | 0 | 0 | 0 | 0 | 0 | 0 | 0 | 0 | 0
Customer numbers by asset group
|  |  |  | Asset group | Annual kWh sales (Year 0) | Annual kWh sales (Year 1) | Annual kWh sales (Year 2) | Annual kWh sales (Year 3) | Annual kWh sales (Year 4)
|  |  |  | 33-132-275kV / Mixed | 47 | 49.37 | 49.37 | 49.37 | 49.37
|  |  |  | 6.6-11 kV / Mixed | 529 | 534.29 | 534.29 | 534.29 | 534.29
|  |  |  | 400 V / Mixed | 31217 | 31529.17 | 31529.17 | 31529.17 | 31529.17
[5 empty] | 0 | 0 | 0 | 0 | 0
[5 empty] | 0 | 0 | 0 | 0 | 0
[5 empty] | 0 | 0 | 0 | 0 | 0
[5 empty] | 0 | 0 | 0 | 0 | 0
[5 empty] | 0 | 0 | 0 | 0 | 0
[5 empty] | 0 | 0 | 0 | 0 | 0
[5 empty] | 0 | 0 | 0 | 0 | 0
[5 empty] | 0 | 0 | 0 | 0 | 0
[5 empty] | 0 | 0 | 0 | 0 | 0
[5 empty] | 0 | 0 | 0 | 0 | 0
[5 empty] | 0 | 0 | 0 | 0 | 0
[5 empty] | 0 | 0 | 0 | 0 | 0
[5 empty] | 0 | 0 | 0 | 0 | 0
[5 empty] | 0 | 0 | 0 | 0 | 0
[5 empty] | 0 | 0 | 0 | 0 | 0
[5 empty] | 0 | 0 | 0 | 0 | 0
[5 empty] | 0 | 0 | 0 | 0 | 0
|  |  |  | Total | 31793 | 32112.83 | 32112.83 | 32112.83 | 32112.83
End of sheet
1. Input Data
Next sheet >
< Previous sheet
Map
Guide

## Power Purchase Inputs Summary (hidden)
Power Purchase Inputs Summary
This sheet provides a summary of Eskom and Non-Eskom power purchases
Eskom Purchases
Total Energy Inputs - % Split by season and by TOU - after adjustments for DG increase in Year 2
[7 empty] | High season |  |  | Low season
[7 empty] | High season | High season | High season | Low season | Low season | Low season
|  |  |  | PODs | Total kWh purchases in Year 0 | Total % purchases | Offpeak | Standard | Peak | Offpeak | Standard | Peak
|  |  | 1 | CONDALE 33KV | 603975538 | 96.81% | 11.35% | 11.21% | 4.94% | 30.68% | 29.33% | 12.5%
|  |  | 2 | AZAADVILLE | 19880138 | 3.187% | 12.95% | 13.01% | 5.796% | 29.19% | 27.04% | 12.02%
|  |  | 3 |  | 0 | 0% | 0% | 0% | 0% | 0% | 0% | 0%
|  |  | 4 |  | 0 | 0% | 0% | 0% | 0% | 0% | 0% | 0%
|  |  | 5 |  | 0 | 0% | 0% | 0% | 0% | 0% | 0% | 0%
|  |  | 6 |  | 0 | 0% | 0% | 0% | 0% | 0% | 0% | 0%
|  |  | 7 |  | 0 | 0% | 0% | 0% | 0% | 0% | 0% | 0%
|  |  | 8 |  | 0 | 0% | 0% | 0% | 0% | 0% | 0% | 0%
|  |  | 9 |  | 0 | 0% | 0% | 0% | 0% | 0% | 0% | 0%
|  |  | 10 |  | 0 | 0% | 0% | 0% | 0% | 0% | 0% | 0%
|  |  | 11 |  | 0 | 0% | 0% | 0% | 0% | 0% | 0% | 0%
|  |  | 12 |  | 0 | 0% | 0% | 0% | 0% | 0% | 0% | 0%
|  |  | 13 |  | 0 | 0% | 0% | 0% | 0% | 0% | 0% | 0%
|  |  | 14 |  | 0 | 0% | 0% | 0% | 0% | 0% | 0% | 0%
|  |  | 15 |  | 0 | 0% | 0% | 0% | 0% | 0% | 0% | 0%
|  |  |  | Total | 623855676 |  | 11.4% | 11.26% | 4.967% | 30.63% | 29.25% | 12.48%
[5 empty] | Totals for | High season | 27.63%
[6 empty] | Low season | 72.37%
Total MD Power Inputs for Year 0 - Seasonal cumulative MDs to Annual cumulative MD
|  |  |  | PODs | Cumulative MD (kVA) | High season | Low season
|  |  | 1 | CONDALE 33KV | 1119231 | 31.25% | 68.75%
|  |  | 2 | AZAADVILLE | 49623.63 | 33.73% | 66.27%
|  |  | 3 |  | 0 | 0% | 100%
|  |  | 4 |  | 0 | 0% | 100%
|  |  | 5 |  | 0 | 0% | 100%
|  |  | 6 |  | 0 | 0% | 100%
|  |  | 7 |  | 0 | 0% | 100%
|  |  | 8 |  | 0 | 0% | 100%
|  |  | 9 |  | 0 | 0% | 100%
|  |  | 10 |  | 0 | 0% | 100%
|  |  | 11 |  | 0 | 0% | 100%
|  |  | 12 |  | 0 | 0% | 100%
|  |  | 13 |  | 0 | 0% | 100%
|  |  | 14 |  | 0 | 0% | 100%
|  |  | 15 |  | 0 | 0% | 100%
|  |  |  | Total | 1168854.63 | 31.36% | 68.64%
Total MD Power Inputs for Year 0 - Seasonal % ratios to Annual MD
|  |  |  | PODs | Annual MD (kVA) | Annual Load Factor (%) | High season | Low season | Data Quality Diagnostic
|  |  | 1 | CONDALE 33KV | 119487 | 57.7% | 100% | 90.66% | 0
|  |  | 2 | AZAADVILLE | 6774 | 33.5% | 100% | 73.81% | 0
|  |  | 3 |  | 0 | 0% | 0% | 0% | 0
|  |  | 4 |  | 0 | 0% | 0% | 0% | 0
|  |  | 5 |  | 0 | 0% | 0% | 0% | 0
|  |  | 6 |  | 0 | 0% | 0% | 0% | 0
|  |  | 7 |  | 0 | 0% | 0% | 0% | 0
|  |  | 8 |  | 0 | 0% | 0% | 0% | 0
|  |  | 9 |  | 0 | 0% | 0% | 0% | 0
|  |  | 10 |  | 0 | 0% | 0% | 0% | 0
|  |  | 11 |  | 0 | 0% | 0% | 0% | 0
|  |  | 12 |  | 0 | 0% | 0% | 0% | 0
|  |  | 13 |  | 0 | 0% | 0% | 0% | 0
|  |  | 14 |  | 0 | 0% | 0% | 0% | 0
|  |  | 15 |  | 0 | 0% | 0% | 0% | 0
|  |  |  | Total |  |  |  |  | 0 | Check
Total NMD Power Inputs for Year 0 - Seasonal cumulative MDs to Annual cumulative MD
|  |  |  | PODs | Cumulative NMD (kVA) | Ratio to Cumulative MD (%) | High season | Low season
|  |  | 1 | CONDALE 33KV | 1680000 | 150.1% | 25% | 75%
|  |  | 2 | AZAADVILLE | 90000 | 181.4% | 25% | 75%
|  |  | 3 |  | 0 | 0% | 0% | 100%
|  |  | 4 |  | 0 | 0% | 0% | 100%
|  |  | 5 |  | 0 | 0% | 0% | 100%
|  |  | 6 |  | 0 | 0% | 0% | 100%
|  |  | 7 |  | 0 | 0% | 0% | 100%
|  |  | 8 |  | 0 | 0% | 0% | 100%
|  |  | 9 |  | 0 | 0% | 0% | 100%
|  |  | 10 |  | 0 | 0% | 0% | 100%
|  |  | 11 |  | 0 | 0% | 0% | 100%
|  |  | 12 |  | 0 | 0% | 0% | 100%
|  |  | 13 |  | 0 | 0% | 0% | 100%
|  |  | 14 |  | 0 | 0% | 0% | 100%
|  |  | 15 |  | 0 | 0% | 0% | 100%
Total
Total NMD Power Inputs for Year 0 - Seasonal % ratios to Annual NMD
|  |  |  | PODs | Annual NMD (kVA) | Ratio to Annual MD (%) | High season | Low season
|  |  | 1 | CONDALE 33KV | 140000 | 117.2% | 100% | 100%
|  |  | 2 | AZAADVILLE | 7500 | 110.7% | 100% | 100%
|  |  | 3 |  | 0 | 0% | 0% | 0%
|  |  | 4 |  | 0 | 0% | 0% | 0%
|  |  | 5 |  | 0 | 0% | 0% | 0%
|  |  | 6 |  | 0 | 0% | 0% | 0%
|  |  | 7 |  | 0 | 0% | 0% | 0%
|  |  | 8 |  | 0 | 0% | 0% | 0%
|  |  | 9 |  | 0 | 0% | 0% | 0%
|  |  | 10 |  | 0 | 0% | 0% | 0%
|  |  | 11 |  | 0 | 0% | 0% | 0%
|  |  | 12 |  | 0 | 0% | 0% | 0%
|  |  | 13 |  | 0 | 0% | 0% | 0%
|  |  | 14 |  | 0 | 0% | 0% | 0%
|  |  | 15 |  | 0 | 0% | 0% | 0%
Total
Non-Eskom Purchases
|  |  |  | Non-Eskom Sources of Electricity Purchases | Average rate in Year 2 (cR/kWh) | Volume in Year 0 (kWh) | Volume in Year 1 (kWh) | Volume in Year 2 (kWh) | Volume in Year 3 (kWh) | Volume in Year 4 (kWh)
|  |  |  | DG Exports | 0 | 0 | 0 | 0 | 0 | 0
|  |  |  | Independent Power Producers Conventional | 0 | 0 | 0 | 0 | 0 | 0
|  |  |  | Independent Power Producers Renewable Energy | 0 | 0 | 0 | 0 | 0 | 0
|  |  |  | Self Generation | 0 | 0 | 0 | 0 | 0 | 0
|  |  |  | Other | 0 | 0 | 0 | 0 | 0 | 0
|  |  |  | Total |  | 0 | 0 | 0 | 0 | 0
|  |  |  | Non-Eskom Sources of Electricity Purchases |  | Peak demand contribution in Year 0 (kVA) | Peak demand contribution in Year 1 (kVA) | Peak demand contribution in Year 2 (kVA) | Peak demand contribution in Year 3 (kVA) | Peak demand contribution in Year 4 (kVA)
|  |  |  | DG Exports |  | 0 | 0 | 0 | 0 | 0
|  |  |  | Independent Power Producers Conventional |  | 0 | 0 | 0 | 0 | 0
|  |  |  | Independent Power Producers Renewable Energy |  | 0 | 0 | 0 | 0 | 0
|  |  |  | Self Generation |  | 0 | 0 | 0 | 0 | 0
|  |  |  | Other |  | 0 | 0 | 0 | 0 | 0
|  |  |  | Total |  | 0 | 0 | 0 | 0 | 0
End of sheet
Next sheet >
< Previous sheet
Map
Guide
1. Input Data

## Asset Register Calculations (hidden)
Asset Register Calculations
This sheet provides calculations on assets
[6 empty] | 0 | 1 | 2 | 3 | 4
[5 empty] | Unit | Year 0 | Year 1 | Year 2 | Year 3 | Year 4
Core network RAB calculations
Gross asset value (EOY)
|  |  |  | 33-132-275kV / Mixed | Rand | 0 | 0 | 0 | 0 | 0
|  |  |  | 6.6-11 kV / Mixed | Rand | 0 | 0 | 0 | 0 | 0
|  |  |  | 400 V / Mixed | Rand | 0 | 0 | 0 | 0 | 0
[5 empty] | Rand | 0 | 0 | 0 | 0 | 0
[5 empty] | Rand | 0 | 0 | 0 | 0 | 0
[5 empty] | Rand | 0 | 0 | 0 | 0 | 0
[5 empty] | Rand | 0 | 0 | 0 | 0 | 0
[5 empty] | Rand | 0 | 0 | 0 | 0 | 0
[5 empty] | Rand | 0 | 0 | 0 | 0 | 0
[5 empty] | Rand | 0 | 0 | 0 | 0 | 0
[5 empty] | Rand | 0 | 0 | 0 | 0 | 0
[5 empty] | Rand | 0 | 0 | 0 | 0 | 0
[5 empty] | Rand | 0 | 0 | 0 | 0 | 0
[5 empty] | Rand | 0 | 0 | 0 | 0 | 0
[5 empty] | Rand | 0 | 0 | 0 | 0 | 0
[5 empty] | Rand | 0 | 0 | 0 | 0 | 0
[5 empty] | Rand | 0 | 0 | 0 | 0 | 0
[5 empty] | Rand | 0 | 0 | 0 | 0 | 0
[5 empty] | Rand | 0 | 0 | 0 | 0 | 0
[5 empty] | Rand | 0 | 0 | 0 | 0 | 0
|  |  |  | Totals | Rand | 0 | 0 | 0 | 0 | 0
Gross asset value (BOY)
|  |  |  | 33-132-275kV / Mixed | Rand |  | 0 | 0 | 0 | 0
|  |  |  | 6.6-11 kV / Mixed | Rand |  | 0 | 0 | 0 | 0
|  |  |  | 400 V / Mixed | Rand |  | 0 | 0 | 0 | 0
[5 empty] | Rand |  | 0 | 0 | 0 | 0
[5 empty] | Rand |  | 0 | 0 | 0 | 0
[5 empty] | Rand |  | 0 | 0 | 0 | 0
[5 empty] | Rand |  | 0 | 0 | 0 | 0
[5 empty] | Rand |  | 0 | 0 | 0 | 0
[5 empty] | Rand |  | 0 | 0 | 0 | 0
[5 empty] | Rand |  | 0 | 0 | 0 | 0
[5 empty] | Rand |  | 0 | 0 | 0 | 0
[5 empty] | Rand |  | 0 | 0 | 0 | 0
[5 empty] | Rand |  | 0 | 0 | 0 | 0
[5 empty] | Rand |  | 0 | 0 | 0 | 0
[5 empty] | Rand |  | 0 | 0 | 0 | 0
[5 empty] | Rand |  | 0 | 0 | 0 | 0
[5 empty] | Rand |  | 0 | 0 | 0 | 0
[5 empty] | Rand |  | 0 | 0 | 0 | 0
[5 empty] | Rand |  | 0 | 0 | 0 | 0
[5 empty] | Rand |  | 0 | 0 | 0 | 0
|  |  |  | Totals | Rand | 0 | 0 | 0 | 0 | 0
New capital investments
|  |  |  | 33-132-275kV / Mixed | Rand |  | 0 | 0 | 0 | 0
|  |  |  | 6.6-11 kV / Mixed | Rand |  | 0 | 0 | 0 | 0
|  |  |  | 400 V / Mixed | Rand |  | 0 | 0 | 0 | 0
[5 empty] | Rand |  | 0 | 0 | 0 | 0
[5 empty] | Rand |  | 0 | 0 | 0 | 0
[5 empty] | Rand |  | 0 | 0 | 0 | 0
[5 empty] | Rand |  | 0 | 0 | 0 | 0
[5 empty] | Rand |  | 0 | 0 | 0 | 0
[5 empty] | Rand |  | 0 | 0 | 0 | 0
[5 empty] | Rand |  | 0 | 0 | 0 | 0
[5 empty] | Rand |  | 0 | 0 | 0 | 0
[5 empty] | Rand |  | 0 | 0 | 0 | 0
[5 empty] | Rand |  | 0 | 0 | 0 | 0
[5 empty] | Rand |  | 0 | 0 | 0 | 0
[5 empty] | Rand |  | 0 | 0 | 0 | 0
[5 empty] | Rand |  | 0 | 0 | 0 | 0
[5 empty] | Rand |  | 0 | 0 | 0 | 0
[5 empty] | Rand |  | 0 | 0 | 0 | 0
[5 empty] | Rand |  | 0 | 0 | 0 | 0
[5 empty] | Rand |  | 0 | 0 | 0 | 0
|  |  |  | Totals | Rand | 0 | 0 | 0 | 0 | 0
RAB adjustments
|  |  |  | 33-132-275kV / Mixed | Rand | 0 | 0 | 0 | 0 | 0
|  |  |  | 6.6-11 kV / Mixed | Rand | 0 | 0 | 0 | 0 | 0
|  |  |  | 400 V / Mixed | Rand | 0 | 0 | 0 | 0 | 0
[5 empty] | Rand | 0 | 0 | 0 | 0 | 0
[5 empty] | Rand | 0 | 0 | 0 | 0 | 0
[5 empty] | Rand | 0 | 0 | 0 | 0 | 0
[5 empty] | Rand | 0 | 0 | 0 | 0 | 0
[5 empty] | Rand | 0 | 0 | 0 | 0 | 0
[5 empty] | Rand | 0 | 0 | 0 | 0 | 0
[5 empty] | Rand | 0 | 0 | 0 | 0 | 0
[5 empty] | Rand | 0 | 0 | 0 | 0 | 0
[5 empty] | Rand | 0 | 0 | 0 | 0 | 0
[5 empty] | Rand | 0 | 0 | 0 | 0 | 0
[5 empty] | Rand | 0 | 0 | 0 | 0 | 0
[5 empty] | Rand | 0 | 0 | 0 | 0 | 0
[5 empty] | Rand | 0 | 0 | 0 | 0 | 0
[5 empty] | Rand | 0 | 0 | 0 | 0 | 0
[5 empty] | Rand | 0 | 0 | 0 | 0 | 0
[5 empty] | Rand | 0 | 0 | 0 | 0 | 0
[5 empty] | Rand | 0 | 0 | 0 | 0 | 0
|  |  |  | Totals | Rand | 0 | 0 | 0 | 0 | 0
Depreciation
|  |  |  | 33-132-275kV / Mixed | Rand | 0 | 0 | 0 | 0 | 0
|  |  |  | 6.6-11 kV / Mixed | Rand | 0 | 0 | 0 | 0 | 0
|  |  |  | 400 V / Mixed | Rand | 0 | 0 | 0 | 0 | 0
[5 empty] | Rand | 0 | 0 | 0 | 0 | 0
[5 empty] | Rand | 0 | 0 | 0 | 0 | 0
[5 empty] | Rand | 0 | 0 | 0 | 0 | 0
[5 empty] | Rand | 0 | 0 | 0 | 0 | 0
[5 empty] | Rand | 0 | 0 | 0 | 0 | 0
[5 empty] | Rand | 0 | 0 | 0 | 0 | 0
[5 empty] | Rand | 0 | 0 | 0 | 0 | 0
[5 empty] | Rand | 0 | 0 | 0 | 0 | 0
[5 empty] | Rand | 0 | 0 | 0 | 0 | 0
[5 empty] | Rand | 0 | 0 | 0 | 0 | 0
[5 empty] | Rand | 0 | 0 | 0 | 0 | 0
[5 empty] | Rand | 0 | 0 | 0 | 0 | 0
[5 empty] | Rand | 0 | 0 | 0 | 0 | 0
[5 empty] | Rand | 0 | 0 | 0 | 0 | 0
[5 empty] | Rand | 0 | 0 | 0 | 0 | 0
[5 empty] | Rand | 0 | 0 | 0 | 0 | 0
[5 empty] | Rand | 0 | 0 | 0 | 0 | 0
|  |  |  | Totals | Rand | 0 | 0 | 0 | 0 | 0
RAB value (BOY)
|  |  |  | 33-132-275kV / Mixed | Rand | -0.02 | -0.02 | -0.02 | -0.02 | -0.02
|  |  |  | 6.6-11 kV / Mixed | Rand | -0.02 | -0.02 | -0.02 | -0.02 | -0.02
|  |  |  | 400 V / Mixed | Rand | -0.02 | -0.02 | -0.02 | -0.02 | -0.02
[5 empty] | Rand | 0 | 0 | 0 | 0 | 0
[5 empty] | Rand | 0 | 0 | 0 | 0 | 0
[5 empty] | Rand | 0 | 0 | 0 | 0 | 0
[5 empty] | Rand | 0 | 0 | 0 | 0 | 0
[5 empty] | Rand | 0 | 0 | 0 | 0 | 0
[5 empty] | Rand | 0 | 0 | 0 | 0 | 0
[5 empty] | Rand | 0 | 0 | 0 | 0 | 0
[5 empty] | Rand | 0 | 0 | 0 | 0 | 0
[5 empty] | Rand | 0 | 0 | 0 | 0 | 0
[5 empty] | Rand | 0 | 0 | 0 | 0 | 0
[5 empty] | Rand | 0 | 0 | 0 | 0 | 0
[5 empty] | Rand | 0 | 0 | 0 | 0 | 0
[5 empty] | Rand | 0 | 0 | 0 | 0 | 0
[5 empty] | Rand | 0 | 0 | 0 | 0 | 0
[5 empty] | Rand | 0 | 0 | 0 | 0 | 0
[5 empty] | Rand | 0 | 0 | 0 | 0 | 0
[5 empty] | Rand | 0 | 0 | 0 | 0 | 0
|  |  |  | Totals | Rand | -0.06 | -0.06 | -0.06 | -0.06 | -0.06
RAB value (EOY)
|  |  |  | 33-132-275kV / Mixed | Rand | -0.02 | -0.02 | -0.02 | -0.02 | -0.02
|  |  |  | 6.6-11 kV / Mixed | Rand | -0.02 | -0.02 | -0.02 | -0.02 | -0.02
|  |  |  | 400 V / Mixed | Rand | -0.02 | -0.02 | -0.02 | -0.02 | -0.02
[5 empty] | Rand | 0 | 0 | 0 | 0 | 0
[5 empty] | Rand | 0 | 0 | 0 | 0 | 0
[5 empty] | Rand | 0 | 0 | 0 | 0 | 0
[5 empty] | Rand | 0 | 0 | 0 | 0 | 0
[5 empty] | Rand | 0 | 0 | 0 | 0 | 0
[5 empty] | Rand | 0 | 0 | 0 | 0 | 0
[5 empty] | Rand | 0 | 0 | 0 | 0 | 0
[5 empty] | Rand | 0 | 0 | 0 | 0 | 0
[5 empty] | Rand | 0 | 0 | 0 | 0 | 0
[5 empty] | Rand | 0 | 0 | 0 | 0 | 0
[5 empty] | Rand | 0 | 0 | 0 | 0 | 0
[5 empty] | Rand | 0 | 0 | 0 | 0 | 0
[5 empty] | Rand | 0 | 0 | 0 | 0 | 0
[5 empty] | Rand | 0 | 0 | 0 | 0 | 0
[5 empty] | Rand | 0 | 0 | 0 | 0 | 0
[5 empty] | Rand | 0 | 0 | 0 | 0 | 0
[5 empty] | Rand | 0 | 0 | 0 | 0 | 0
|  |  |  | Totals | Rand | -0.06 | -0.06 | -0.06 | -0.06 | -0.06
Mid-year RAB value
|  |  |  | 33-132-275kV / Mixed | Rand | -0.02 | -0.02 | -0.02 | -0.02 | -0.02
|  |  |  | 6.6-11 kV / Mixed | Rand | -0.02 | -0.02 | -0.02 | -0.02 | -0.02
|  |  |  | 400 V / Mixed | Rand | -0.02 | -0.02 | -0.02 | -0.02 | -0.02
[5 empty] | Rand | 0 | 0 | 0 | 0 | 0
[5 empty] | Rand | 0 | 0 | 0 | 0 | 0
[5 empty] | Rand | 0 | 0 | 0 | 0 | 0
[5 empty] | Rand | 0 | 0 | 0 | 0 | 0
[5 empty] | Rand | 0 | 0 | 0 | 0 | 0
[5 empty] | Rand | 0 | 0 | 0 | 0 | 0
[5 empty] | Rand | 0 | 0 | 0 | 0 | 0
[5 empty] | Rand | 0 | 0 | 0 | 0 | 0
[5 empty] | Rand | 0 | 0 | 0 | 0 | 0
[5 empty] | Rand | 0 | 0 | 0 | 0 | 0
[5 empty] | Rand | 0 | 0 | 0 | 0 | 0
[5 empty] | Rand | 0 | 0 | 0 | 0 | 0
[5 empty] | Rand | 0 | 0 | 0 | 0 | 0
[5 empty] | Rand | 0 | 0 | 0 | 0 | 0
[5 empty] | Rand | 0 | 0 | 0 | 0 | 0
[5 empty] | Rand | 0 | 0 | 0 | 0 | 0
[5 empty] | Rand | 0 | 0 | 0 | 0 | 0
|  |  |  | Totals | Rand | -0.06 | -0.06 | -0.06 | -0.06 | -0.06
Other asset RAB calculations
|  |  | Gross asset value (EOY) | [7 empty] | Wires | Retail
|  |  |  | XX | Rand | 0 | 0 | 0 | 0 | 0 | 0% | 100%
|  |  |  | XX | Rand | 0 | 0 | 0 | 0 | 0 | 0% | 100%
|  |  |  | XX | Rand | 0 | 0 | 0 | 0 | 0 | 0% | 100%
|  |  |  | XX | Rand | 0 | 0 | 0 | 0 | 0 | 0% | 100%
|  |  |  | XX | Rand | 0 | 0 | 0 | 0 | 0 | 0% | 100%
|  |  |  | XX | Rand | 0 | 0 | 0 | 0 | 0 | 0% | 100%
|  |  |  | XX | Rand | 0 | 0 | 0 | 0 | 0 | 0% | 100%
|  |  |  | XX | Rand | 0 | 0 | 0 | 0 | 0 | 0% | 100%
|  |  |  | XX | Rand | 0 | 0 | 0 | 0 | 0 | 0% | 100%
|  |  |  | XX | Rand | 0 | 0 | 0 | 0 | 0 | 0% | 100%
|  |  |  | XX | Rand | 0 | 0 | 0 | 0 | 0 | 0% | 100%
|  |  |  | XX | Rand | 0 | 0 | 0 | 0 | 0 | 0% | 100%
|  |  |  | XX | Rand | 0 | 0 | 0 | 0 | 0 | 0% | 100%
|  |  |  | XX | Rand | 0 | 0 | 0 | 0 | 0 | 0% | 100%
|  |  |  | XX | Rand | 0 | 0 | 0 | 0 | 0 | 0% | 100%
|  |  |  | XX | Rand | 0 | 0 | 0 | 0 | 0 | 0% | 100%
|  |  |  | XX | Rand | 0 | 0 | 0 | 0 | 0 | 0% | 100%
|  |  |  | XX | Rand | 0 | 0 | 0 | 0 | 0 | 0% | 100%
|  |  |  | XX | Rand | 0 | 0 | 0 | 0 | 0 | 0% | 100%
|  |  |  | XX | Rand | 0 | 0 | 0 | 0 | 0 | 0% | 100%
|  |  |  | Totals | Rand | 0 | 0 | 0 | 0 | 0
|  |  | Gross asset value (BOY) | [7 empty] | Wires | Retail
|  |  |  | XX | Rand |  | 0 | 0 | 0 | 0 | 0% | 100%
|  |  |  | XX | Rand |  | 0 | 0 | 0 | 0 | 0% | 100%
|  |  |  | XX | Rand |  | 0 | 0 | 0 | 0 | 0% | 100%
|  |  |  | XX | Rand |  | 0 | 0 | 0 | 0 | 0% | 100%
|  |  |  | XX | Rand |  | 0 | 0 | 0 | 0 | 0% | 100%
|  |  |  | XX | Rand |  | 0 | 0 | 0 | 0 | 0% | 100%
|  |  |  | XX | Rand |  | 0 | 0 | 0 | 0 | 0% | 100%
|  |  |  | XX | Rand |  | 0 | 0 | 0 | 0 | 0% | 100%
|  |  |  | XX | Rand |  | 0 | 0 | 0 | 0 | 0% | 100%
|  |  |  | XX | Rand |  | 0 | 0 | 0 | 0 | 0% | 100%
|  |  |  | XX | Rand |  | 0 | 0 | 0 | 0 | 0% | 100%
|  |  |  | XX | Rand |  | 0 | 0 | 0 | 0 | 0% | 100%
|  |  |  | XX | Rand |  | 0 | 0 | 0 | 0 | 0% | 100%
|  |  |  | XX | Rand |  | 0 | 0 | 0 | 0 | 0% | 100%
|  |  |  | XX | Rand |  | 0 | 0 | 0 | 0 | 0% | 100%
|  |  |  | XX | Rand |  | 0 | 0 | 0 | 0 | 0% | 100%
|  |  |  | XX | Rand |  | 0 | 0 | 0 | 0 | 0% | 100%
|  |  |  | XX | Rand |  | 0 | 0 | 0 | 0 | 0% | 100%
|  |  |  | XX | Rand |  | 0 | 0 | 0 | 0 | 0% | 100%
|  |  |  | XX | Rand |  | 0 | 0 | 0 | 0 | 0% | 100%
|  |  |  | Totals | Rand | 0 | 0 | 0 | 0 | 0
|  |  | New capital investments | [7 empty] | Wires | Retail
|  |  |  | XX | Rand |  | 0 | 0 | 0 | 0 | 0% | 100%
|  |  |  | XX | Rand |  | 0 | 0 | 0 | 0 | 0% | 100%
|  |  |  | XX | Rand |  | 0 | 0 | 0 | 0 | 0% | 100%
|  |  |  | XX | Rand |  | 0 | 0 | 0 | 0 | 0% | 100%
|  |  |  | XX | Rand |  | 0 | 0 | 0 | 0 | 0% | 100%
|  |  |  | XX | Rand |  | 0 | 0 | 0 | 0 | 0% | 100%
|  |  |  | XX | Rand |  | 0 | 0 | 0 | 0 | 0% | 100%
|  |  |  | XX | Rand |  | 0 | 0 | 0 | 0 | 0% | 100%
|  |  |  | XX | Rand |  | 0 | 0 | 0 | 0 | 0% | 100%
|  |  |  | XX | Rand |  | 0 | 0 | 0 | 0 | 0% | 100%
|  |  |  | XX | Rand |  | 0 | 0 | 0 | 0 | 0% | 100%
|  |  |  | XX | Rand |  | 0 | 0 | 0 | 0 | 0% | 100%
|  |  |  | XX | Rand |  | 0 | 0 | 0 | 0 | 0% | 100%
|  |  |  | XX | Rand |  | 0 | 0 | 0 | 0 | 0% | 100%
|  |  |  | XX | Rand |  | 0 | 0 | 0 | 0 | 0% | 100%
|  |  |  | XX | Rand |  | 0 | 0 | 0 | 0 | 0% | 100%
|  |  |  | XX | Rand |  | 0 | 0 | 0 | 0 | 0% | 100%
|  |  |  | XX | Rand |  | 0 | 0 | 0 | 0 | 0% | 100%
|  |  |  | XX | Rand |  | 0 | 0 | 0 | 0 | 0% | 100%
|  |  |  | XX | Rand |  | 0 | 0 | 0 | 0 | 0% | 100%
|  |  |  | Totals | Rand | 0 | 0 | 0 | 0 | 0
|  |  | RAB adjustments | [7 empty] | Wires | Retail
|  |  |  | XX | Rand | 0 | 0 | 0 | 0 | 0 | 0% | 100%
|  |  |  | XX | Rand | 0 | 0 | 0 | 0 | 0 | 0% | 100%
|  |  |  | XX | Rand | 0 | 0 | 0 | 0 | 0 | 0% | 100%
|  |  |  | XX | Rand | 0 | 0 | 0 | 0 | 0 | 0% | 100%
|  |  |  | XX | Rand | 0 | 0 | 0 | 0 | 0 | 0% | 100%
|  |  |  | XX | Rand | 0 | 0 | 0 | 0 | 0 | 0% | 100%
|  |  |  | XX | Rand | 0 | 0 | 0 | 0 | 0 | 0% | 100%
|  |  |  | XX | Rand | 0 | 0 | 0 | 0 | 0 | 0% | 100%
|  |  |  | XX | Rand | 0 | 0 | 0 | 0 | 0 | 0% | 100%
|  |  |  | XX | Rand | 0 | 0 | 0 | 0 | 0 | 0% | 100%
|  |  |  | XX | Rand | 0 | 0 | 0 | 0 | 0 | 0% | 100%
|  |  |  | XX | Rand | 0 | 0 | 0 | 0 | 0 | 0% | 100%
|  |  |  | XX | Rand | 0 | 0 | 0 | 0 | 0 | 0% | 100%
|  |  |  | XX | Rand | 0 | 0 | 0 | 0 | 0 | 0% | 100%
|  |  |  | XX | Rand | 0 | 0 | 0 | 0 | 0 | 0% | 100%
|  |  |  | XX | Rand | 0 | 0 | 0 | 0 | 0 | 0% | 100%
|  |  |  | XX | Rand | 0 | 0 | 0 | 0 | 0 | 0% | 100%
|  |  |  | XX | Rand | 0 | 0 | 0 | 0 | 0 | 0% | 100%
|  |  |  | XX | Rand | 0 | 0 | 0 | 0 | 0 | 0% | 100%
|  |  |  | XX | Rand | 0 | 0 | 0 | 0 | 0 | 0% | 100%
|  |  |  | Totals | Rand | 0 | 0 | 0 | 0 | 0
|  |  | Depreciation | [7 empty] | Wires | Retail
|  |  |  | XX | Rand | 0 | 0 | 0 | 0 | 0 | 0% | 100%
|  |  |  | XX | Rand | 0 | 0 | 0 | 0 | 0 | 0% | 100%
|  |  |  | XX | Rand | 0 | 0 | 0 | 0 | 0 | 0% | 100%
|  |  |  | XX | Rand | 0 | 0 | 0 | 0 | 0 | 0% | 100%
|  |  |  | XX | Rand | 0 | 0 | 0 | 0 | 0 | 0% | 100%
|  |  |  | XX | Rand | 0 | 0 | 0 | 0 | 0 | 0% | 100%
|  |  |  | XX | Rand | 0 | 0 | 0 | 0 | 0 | 0% | 100%
|  |  |  | XX | Rand | 0 | 0 | 0 | 0 | 0 | 0% | 100%
|  |  |  | XX | Rand | 0 | 0 | 0 | 0 | 0 | 0% | 100%
|  |  |  | XX | Rand | 0 | 0 | 0 | 0 | 0 | 0% | 100%
|  |  |  | XX | Rand | 0 | 0 | 0 | 0 | 0 | 0% | 100%
|  |  |  | XX | Rand | 0 | 0 | 0 | 0 | 0 | 0% | 100%
|  |  |  | XX | Rand | 0 | 0 | 0 | 0 | 0 | 0% | 100%
|  |  |  | XX | Rand | 0 | 0 | 0 | 0 | 0 | 0% | 100%
|  |  |  | XX | Rand | 0 | 0 | 0 | 0 | 0 | 0% | 100%
|  |  |  | XX | Rand | 0 | 0 | 0 | 0 | 0 | 0% | 100%
|  |  |  | XX | Rand | 0 | 0 | 0 | 0 | 0 | 0% | 100%
|  |  |  | XX | Rand | 0 | 0 | 0 | 0 | 0 | 0% | 100%
|  |  |  | XX | Rand | 0 | 0 | 0 | 0 | 0 | 0% | 100%
|  |  |  | XX | Rand | 0 | 0 | 0 | 0 | 0 | 0% | 100%
|  |  |  | Totals | Rand | 0 | 0 | 0 | 0 | 0
RAB value (BOY)
|  |  |  | XX | Rand | 0 | 0 | 0 | 0 | 0
|  |  |  | XX | Rand | 0 | 0 | 0 | 0 | 0
|  |  |  | XX | Rand | 0 | 0 | 0 | 0 | 0
|  |  |  | XX | Rand | 0 | 0 | 0 | 0 | 0
|  |  |  | XX | Rand | 0 | 0 | 0 | 0 | 0
|  |  |  | XX | Rand | 0 | 0 | 0 | 0 | 0
|  |  |  | XX | Rand | 0 | 0 | 0 | 0 | 0
|  |  |  | XX | Rand | 0 | 0 | 0 | 0 | 0
|  |  |  | XX | Rand | 0 | 0 | 0 | 0 | 0
|  |  |  | XX | Rand | 0 | 0 | 0 | 0 | 0
|  |  |  | XX | Rand | 0 | 0 | 0 | 0 | 0
|  |  |  | XX | Rand | 0 | 0 | 0 | 0 | 0
|  |  |  | XX | Rand | 0 | 0 | 0 | 0 | 0
|  |  |  | XX | Rand | 0 | 0 | 0 | 0 | 0
|  |  |  | XX | Rand | 0 | 0 | 0 | 0 | 0
|  |  |  | XX | Rand | 0 | 0 | 0 | 0 | 0
|  |  |  | XX | Rand | 0 | 0 | 0 | 0 | 0
|  |  |  | XX | Rand | 0 | 0 | 0 | 0 | 0
|  |  |  | XX | Rand | 0 | 0 | 0 | 0 | 0
|  |  |  | XX | Rand | 0 | 0 | 0 | 0 | 0
|  |  |  | Totals | Rand | 0 | 0 | 0 | 0 | 0
RAB value (EOY)
|  |  |  | XX | Rand | 0 | 0 | 0 | 0 | 0
|  |  |  | XX | Rand | 0 | 0 | 0 | 0 | 0
|  |  |  | XX | Rand | 0 | 0 | 0 | 0 | 0
|  |  |  | XX | Rand | 0 | 0 | 0 | 0 | 0
|  |  |  | XX | Rand | 0 | 0 | 0 | 0 | 0
|  |  |  | XX | Rand | 0 | 0 | 0 | 0 | 0
|  |  |  | XX | Rand | 0 | 0 | 0 | 0 | 0
|  |  |  | XX | Rand | 0 | 0 | 0 | 0 | 0
|  |  |  | XX | Rand | 0 | 0 | 0 | 0 | 0
|  |  |  | XX | Rand | 0 | 0 | 0 | 0 | 0
|  |  |  | XX | Rand | 0 | 0 | 0 | 0 | 0
|  |  |  | XX | Rand | 0 | 0 | 0 | 0 | 0
|  |  |  | XX | Rand | 0 | 0 | 0 | 0 | 0
|  |  |  | XX | Rand | 0 | 0 | 0 | 0 | 0
|  |  |  | XX | Rand | 0 | 0 | 0 | 0 | 0
|  |  |  | XX | Rand | 0 | 0 | 0 | 0 | 0
|  |  |  | XX | Rand | 0 | 0 | 0 | 0 | 0
|  |  |  | XX | Rand | 0 | 0 | 0 | 0 | 0
|  |  |  | XX | Rand | 0 | 0 | 0 | 0 | 0
|  |  |  | XX | Rand | 0 | 0 | 0 | 0 | 0
|  |  |  | Totals | Rand | 0 | 0 | 0 | 0 | 0
Mid-year RAB value
|  |  |  | XX | Rand | 0 | 0 | 0 | 0 | 0
|  |  |  | XX | Rand | 0 | 0 | 0 | 0 | 0
|  |  |  | XX | Rand | 0 | 0 | 0 | 0 | 0
|  |  |  | XX | Rand | 0 | 0 | 0 | 0 | 0
|  |  |  | XX | Rand | 0 | 0 | 0 | 0 | 0
|  |  |  | XX | Rand | 0 | 0 | 0 | 0 | 0
|  |  |  | XX | Rand | 0 | 0 | 0 | 0 | 0
|  |  |  | XX | Rand | 0 | 0 | 0 | 0 | 0
|  |  |  | XX | Rand | 0 | 0 | 0 | 0 | 0
|  |  |  | XX | Rand | 0 | 0 | 0 | 0 | 0
|  |  |  | XX | Rand | 0 | 0 | 0 | 0 | 0
|  |  |  | XX | Rand | 0 | 0 | 0 | 0 | 0
|  |  |  | XX | Rand | 0 | 0 | 0 | 0 | 0
|  |  |  | XX | Rand | 0 | 0 | 0 | 0 | 0
|  |  |  | XX | Rand | 0 | 0 | 0 | 0 | 0
|  |  |  | XX | Rand | 0 | 0 | 0 | 0 | 0
|  |  |  | XX | Rand | 0 | 0 | 0 | 0 | 0
|  |  |  | XX | Rand | 0 | 0 | 0 | 0 | 0
|  |  |  | XX | Rand | 0 | 0 | 0 | 0 | 0
|  |  |  | XX | Rand | 0 | 0 | 0 | 0 | 0
|  |  |  | Totals | Rand | 0 | 0 | 0 | 0 | 0
Consolidated Wires RAB calculations
Gross asset value (EOY)
|  |  |  | 33-132-275kV / Mixed | Rand | 0 | 0 | 0 | 0 | 0
|  |  |  | 6.6-11 kV / Mixed | Rand | 0 | 0 | 0 | 0 | 0
|  |  |  | 400 V / Mixed | Rand | 0 | 0 | 0 | 0 | 0
[5 empty] | Rand | 0 | 0 | 0 | 0 | 0
[5 empty] | Rand | 0 | 0 | 0 | 0 | 0
[5 empty] | Rand | 0 | 0 | 0 | 0 | 0
[5 empty] | Rand | 0 | 0 | 0 | 0 | 0
[5 empty] | Rand | 0 | 0 | 0 | 0 | 0
[5 empty] | Rand | 0 | 0 | 0 | 0 | 0
[5 empty] | Rand | 0 | 0 | 0 | 0 | 0
[5 empty] | Rand | 0 | 0 | 0 | 0 | 0
[5 empty] | Rand | 0 | 0 | 0 | 0 | 0
[5 empty] | Rand | 0 | 0 | 0 | 0 | 0
[5 empty] | Rand | 0 | 0 | 0 | 0 | 0
[5 empty] | Rand | 0 | 0 | 0 | 0 | 0
[5 empty] | Rand | 0 | 0 | 0 | 0 | 0
[5 empty] | Rand | 0 | 0 | 0 | 0 | 0
[5 empty] | Rand | 0 | 0 | 0 | 0 | 0
[5 empty] | Rand | 0 | 0 | 0 | 0 | 0
[5 empty] | Rand | 0 | 0 | 0 | 0 | 0
|  |  |  | Totals | Rand | 0 | 0 | 0 | 0 | 0
Depreciation
|  |  |  | 33-132-275kV / Mixed | Rand | 0 | 0 | 0 | 0 | 0
|  |  |  | 6.6-11 kV / Mixed | Rand | 0 | 0 | 0 | 0 | 0
|  |  |  | 400 V / Mixed | Rand | 0 | 0 | 0 | 0 | 0
[5 empty] | Rand | 0 | 0 | 0 | 0 | 0
[5 empty] | Rand | 0 | 0 | 0 | 0 | 0
[5 empty] | Rand | 0 | 0 | 0 | 0 | 0
[5 empty] | Rand | 0 | 0 | 0 | 0 | 0
[5 empty] | Rand | 0 | 0 | 0 | 0 | 0
[5 empty] | Rand | 0 | 0 | 0 | 0 | 0
[5 empty] | Rand | 0 | 0 | 0 | 0 | 0
[5 empty] | Rand | 0 | 0 | 0 | 0 | 0
[5 empty] | Rand | 0 | 0 | 0 | 0 | 0
[5 empty] | Rand | 0 | 0 | 0 | 0 | 0
[5 empty] | Rand | 0 | 0 | 0 | 0 | 0
[5 empty] | Rand | 0 | 0 | 0 | 0 | 0
[5 empty] | Rand | 0 | 0 | 0 | 0 | 0
[5 empty] | Rand | 0 | 0 | 0 | 0 | 0
[5 empty] | Rand | 0 | 0 | 0 | 0 | 0
[5 empty] | Rand | 0 | 0 | 0 | 0 | 0
[5 empty] | Rand | 0 | 0 | 0 | 0 | 0
|  |  |  | Totals | Rand | 0 | 0 | 0 | 0 | 0
|  |  |  | Weighted average asset life | years | 0 | 0 | 0 | 0 | 0
RAB adjustments
|  |  |  | 33-132-275kV / Mixed | Rand | 0 | 0 | 0 | 0 | 0
|  |  |  | 6.6-11 kV / Mixed | Rand | 0 | 0 | 0 | 0 | 0
|  |  |  | 400 V / Mixed | Rand | 0 | 0 | 0 | 0 | 0
[5 empty] | Rand | 0 | 0 | 0 | 0 | 0
[5 empty] | Rand | 0 | 0 | 0 | 0 | 0
[5 empty] | Rand | 0 | 0 | 0 | 0 | 0
[5 empty] | Rand | 0 | 0 | 0 | 0 | 0
[5 empty] | Rand | 0 | 0 | 0 | 0 | 0
[5 empty] | Rand | 0 | 0 | 0 | 0 | 0
[5 empty] | Rand | 0 | 0 | 0 | 0 | 0
[5 empty] | Rand | 0 | 0 | 0 | 0 | 0
[5 empty] | Rand | 0 | 0 | 0 | 0 | 0
[5 empty] | Rand | 0 | 0 | 0 | 0 | 0
[5 empty] | Rand | 0 | 0 | 0 | 0 | 0
[5 empty] | Rand | 0 | 0 | 0 | 0 | 0
[5 empty] | Rand | 0 | 0 | 0 | 0 | 0
[5 empty] | Rand | 0 | 0 | 0 | 0 | 0
[5 empty] | Rand | 0 | 0 | 0 | 0 | 0
[5 empty] | Rand | 0 | 0 | 0 | 0 | 0
[5 empty] | Rand | 0 | 0 | 0 | 0 | 0
|  |  |  | Totals | Rand | 0 | 0 | 0 | 0 | 0
RAB value (BOY)
|  |  |  | 33-132-275kV / Mixed | Rand | -0.02 | -0.02 | -0.02 | -0.02 | -0.02
|  |  |  | 6.6-11 kV / Mixed | Rand | -0.02 | -0.02 | -0.02 | -0.02 | -0.02
|  |  |  | 400 V / Mixed | Rand | -0.02 | -0.02 | -0.02 | -0.02 | -0.02
[5 empty] | Rand | 0 | 0 | 0 | 0 | 0
[5 empty] | Rand | 0 | 0 | 0 | 0 | 0
[5 empty] | Rand | 0 | 0 | 0 | 0 | 0
[5 empty] | Rand | 0 | 0 | 0 | 0 | 0
[5 empty] | Rand | 0 | 0 | 0 | 0 | 0
[5 empty] | Rand | 0 | 0 | 0 | 0 | 0
[5 empty] | Rand | 0 | 0 | 0 | 0 | 0
[5 empty] | Rand | 0 | 0 | 0 | 0 | 0
[5 empty] | Rand | 0 | 0 | 0 | 0 | 0
[5 empty] | Rand | 0 | 0 | 0 | 0 | 0
[5 empty] | Rand | 0 | 0 | 0 | 0 | 0
[5 empty] | Rand | 0 | 0 | 0 | 0 | 0
[5 empty] | Rand | 0 | 0 | 0 | 0 | 0
[5 empty] | Rand | 0 | 0 | 0 | 0 | 0
[5 empty] | Rand | 0 | 0 | 0 | 0 | 0
[5 empty] | Rand | 0 | 0 | 0 | 0 | 0
[5 empty] | Rand | 0 | 0 | 0 | 0 | 0
|  |  |  | Totals | Rand | -0.06 | -0.06 | -0.06 | -0.06 | -0.06
RAB value (EOY)
|  |  |  | 33-132-275kV / Mixed | Rand | -0.02 | -0.02 | -0.02 | -0.02 | -0.02
|  |  |  | 6.6-11 kV / Mixed | Rand | -0.02 | -0.02 | -0.02 | -0.02 | -0.02
|  |  |  | 400 V / Mixed | Rand | -0.02 | -0.02 | -0.02 | -0.02 | -0.02
[5 empty] | Rand | 0 | 0 | 0 | 0 | 0
[5 empty] | Rand | 0 | 0 | 0 | 0 | 0
[5 empty] | Rand | 0 | 0 | 0 | 0 | 0
[5 empty] | Rand | 0 | 0 | 0 | 0 | 0
[5 empty] | Rand | 0 | 0 | 0 | 0 | 0
[5 empty] | Rand | 0 | 0 | 0 | 0 | 0
[5 empty] | Rand | 0 | 0 | 0 | 0 | 0
[5 empty] | Rand | 0 | 0 | 0 | 0 | 0
[5 empty] | Rand | 0 | 0 | 0 | 0 | 0
[5 empty] | Rand | 0 | 0 | 0 | 0 | 0
[5 empty] | Rand | 0 | 0 | 0 | 0 | 0
[5 empty] | Rand | 0 | 0 | 0 | 0 | 0
[5 empty] | Rand | 0 | 0 | 0 | 0 | 0
[5 empty] | Rand | 0 | 0 | 0 | 0 | 0
[5 empty] | Rand | 0 | 0 | 0 | 0 | 0
[5 empty] | Rand | 0 | 0 | 0 | 0 | 0
[5 empty] | Rand | 0 | 0 | 0 | 0 | 0
|  |  |  | Totals | Rand | -0.06 | -0.06 | -0.06 | -0.06 | -0.06
Mid-year RAB value
|  |  |  | 33-132-275kV / Mixed | Rand | -0.02 | -0.02 | -0.02 | -0.02 | -0.02
|  |  |  | 6.6-11 kV / Mixed | Rand | -0.02 | -0.02 | -0.02 | -0.02 | -0.02
|  |  |  | 400 V / Mixed | Rand | -0.02 | -0.02 | -0.02 | -0.02 | -0.02
[5 empty] | Rand | 0 | 0 | 0 | 0 | 0
[5 empty] | Rand | 0 | 0 | 0 | 0 | 0
[5 empty] | Rand | 0 | 0 | 0 | 0 | 0
[5 empty] | Rand | 0 | 0 | 0 | 0 | 0
[5 empty] | Rand | 0 | 0 | 0 | 0 | 0
[5 empty] | Rand | 0 | 0 | 0 | 0 | 0
[5 empty] | Rand | 0 | 0 | 0 | 0 | 0
[5 empty] | Rand | 0 | 0 | 0 | 0 | 0
[5 empty] | Rand | 0 | 0 | 0 | 0 | 0
[5 empty] | Rand | 0 | 0 | 0 | 0 | 0
[5 empty] | Rand | 0 | 0 | 0 | 0 | 0
[5 empty] | Rand | 0 | 0 | 0 | 0 | 0
[5 empty] | Rand | 0 | 0 | 0 | 0 | 0
[5 empty] | Rand | 0 | 0 | 0 | 0 | 0
[5 empty] | Rand | 0 | 0 | 0 | 0 | 0
[5 empty] | Rand | 0 | 0 | 0 | 0 | 0
[5 empty] | Rand | 0 | 0 | 0 | 0 | 0
|  |  |  | Totals | Rand | -0.06 | -0.06 | -0.06 | -0.06 | -0.06
Consolidated Retail RAB calculations
Gross asset value (EOY)
|  |  |  | XX | Rand | 0 | 0 | 0 | 0 | 0
|  |  |  | XX | Rand | 0 | 0 | 0 | 0 | 0
|  |  |  | XX | Rand | 0 | 0 | 0 | 0 | 0
|  |  |  | XX | Rand | 0 | 0 | 0 | 0 | 0
|  |  |  | XX | Rand | 0 | 0 | 0 | 0 | 0
|  |  |  | XX | Rand | 0 | 0 | 0 | 0 | 0
|  |  |  | XX | Rand | 0 | 0 | 0 | 0 | 0
|  |  |  | XX | Rand | 0 | 0 | 0 | 0 | 0
|  |  |  | XX | Rand | 0 | 0 | 0 | 0 | 0
|  |  |  | XX | Rand | 0 | 0 | 0 | 0 | 0
|  |  |  | XX | Rand | 0 | 0 | 0 | 0 | 0
|  |  |  | XX | Rand | 0 | 0 | 0 | 0 | 0
|  |  |  | XX | Rand | 0 | 0 | 0 | 0 | 0
|  |  |  | XX | Rand | 0 | 0 | 0 | 0 | 0
|  |  |  | XX | Rand | 0 | 0 | 0 | 0 | 0
|  |  |  | XX | Rand | 0 | 0 | 0 | 0 | 0
|  |  |  | XX | Rand | 0 | 0 | 0 | 0 | 0
|  |  |  | XX | Rand | 0 | 0 | 0 | 0 | 0
|  |  |  | XX | Rand | 0 | 0 | 0 | 0 | 0
|  |  |  | XX | Rand | 0 | 0 | 0 | 0 | 0
|  |  |  | Totals | Rand | 0 | 0 | 0 | 0 | 0
Depreciation
|  |  |  | XX | Rand | 0 | 0 | 0 | 0 | 0
|  |  |  | XX | Rand | 0 | 0 | 0 | 0 | 0
|  |  |  | XX | Rand | 0 | 0 | 0 | 0 | 0
|  |  |  | XX | Rand | 0 | 0 | 0 | 0 | 0
|  |  |  | XX | Rand | 0 | 0 | 0 | 0 | 0
|  |  |  | XX | Rand | 0 | 0 | 0 | 0 | 0
|  |  |  | XX | Rand | 0 | 0 | 0 | 0 | 0
|  |  |  | XX | Rand | 0 | 0 | 0 | 0 | 0
|  |  |  | XX | Rand | 0 | 0 | 0 | 0 | 0
|  |  |  | XX | Rand | 0 | 0 | 0 | 0 | 0
|  |  |  | XX | Rand | 0 | 0 | 0 | 0 | 0
|  |  |  | XX | Rand | 0 | 0 | 0 | 0 | 0
|  |  |  | XX | Rand | 0 | 0 | 0 | 0 | 0
|  |  |  | XX | Rand | 0 | 0 | 0 | 0 | 0
|  |  |  | XX | Rand | 0 | 0 | 0 | 0 | 0
|  |  |  | XX | Rand | 0 | 0 | 0 | 0 | 0
|  |  |  | XX | Rand | 0 | 0 | 0 | 0 | 0
|  |  |  | XX | Rand | 0 | 0 | 0 | 0 | 0
|  |  |  | XX | Rand | 0 | 0 | 0 | 0 | 0
|  |  |  | XX | Rand | 0 | 0 | 0 | 0 | 0
|  |  |  | Totals | Rand | 0 | 0 | 0 | 0 | 0
|  |  |  | Weighted average asset life | years | 0 | 0 | 0 | 0 | 0
RAB adjustments
|  |  |  | XX | Rand | 0 | 0 | 0 | 0 | 0
|  |  |  | XX | Rand | 0 | 0 | 0 | 0 | 0
|  |  |  | XX | Rand | 0 | 0 | 0 | 0 | 0
|  |  |  | XX | Rand | 0 | 0 | 0 | 0 | 0
|  |  |  | XX | Rand | 0 | 0 | 0 | 0 | 0
|  |  |  | XX | Rand | 0 | 0 | 0 | 0 | 0
|  |  |  | XX | Rand | 0 | 0 | 0 | 0 | 0
|  |  |  | XX | Rand | 0 | 0 | 0 | 0 | 0
|  |  |  | XX | Rand | 0 | 0 | 0 | 0 | 0
|  |  |  | XX | Rand | 0 | 0 | 0 | 0 | 0
|  |  |  | XX | Rand | 0 | 0 | 0 | 0 | 0
|  |  |  | XX | Rand | 0 | 0 | 0 | 0 | 0
|  |  |  | XX | Rand | 0 | 0 | 0 | 0 | 0
|  |  |  | XX | Rand | 0 | 0 | 0 | 0 | 0
|  |  |  | XX | Rand | 0 | 0 | 0 | 0 | 0
|  |  |  | XX | Rand | 0 | 0 | 0 | 0 | 0
|  |  |  | XX | Rand | 0 | 0 | 0 | 0 | 0
|  |  |  | XX | Rand | 0 | 0 | 0 | 0 | 0
|  |  |  | XX | Rand | 0 | 0 | 0 | 0 | 0
|  |  |  | XX | Rand | 0 | 0 | 0 | 0 | 0
|  |  |  | Totals | Rand | 0 | 0 | 0 | 0 | 0
RAB value (BOY)
|  |  |  | XX | Rand | 0 | 0 | 0 | 0 | 0
|  |  |  | XX | Rand | 0 | 0 | 0 | 0 | 0
|  |  |  | XX | Rand | 0 | 0 | 0 | 0 | 0
|  |  |  | XX | Rand | 0 | 0 | 0 | 0 | 0
|  |  |  | XX | Rand | 0 | 0 | 0 | 0 | 0
|  |  |  | XX | Rand | 0 | 0 | 0 | 0 | 0
|  |  |  | XX | Rand | 0 | 0 | 0 | 0 | 0
|  |  |  | XX | Rand | 0 | 0 | 0 | 0 | 0
|  |  |  | XX | Rand | 0 | 0 | 0 | 0 | 0
|  |  |  | XX | Rand | 0 | 0 | 0 | 0 | 0
|  |  |  | XX | Rand | 0 | 0 | 0 | 0 | 0
|  |  |  | XX | Rand | 0 | 0 | 0 | 0 | 0
|  |  |  | XX | Rand | 0 | 0 | 0 | 0 | 0
|  |  |  | XX | Rand | 0 | 0 | 0 | 0 | 0
|  |  |  | XX | Rand | 0 | 0 | 0 | 0 | 0
|  |  |  | XX | Rand | 0 | 0 | 0 | 0 | 0
|  |  |  | XX | Rand | 0 | 0 | 0 | 0 | 0
|  |  |  | XX | Rand | 0 | 0 | 0 | 0 | 0
|  |  |  | XX | Rand | 0 | 0 | 0 | 0 | 0
|  |  |  | XX | Rand | 0 | 0 | 0 | 0 | 0
|  |  |  | Totals | Rand | 0 | 0 | 0 | 0 | 0
RAB value (EOY)
|  |  |  | XX | Rand | 0 | 0 | 0 | 0 | 0
|  |  |  | XX | Rand | 0 | 0 | 0 | 0 | 0
|  |  |  | XX | Rand | 0 | 0 | 0 | 0 | 0
|  |  |  | XX | Rand | 0 | 0 | 0 | 0 | 0
|  |  |  | XX | Rand | 0 | 0 | 0 | 0 | 0
|  |  |  | XX | Rand | 0 | 0 | 0 | 0 | 0
|  |  |  | XX | Rand | 0 | 0 | 0 | 0 | 0
|  |  |  | XX | Rand | 0 | 0 | 0 | 0 | 0
|  |  |  | XX | Rand | 0 | 0 | 0 | 0 | 0
|  |  |  | XX | Rand | 0 | 0 | 0 | 0 | 0
|  |  |  | XX | Rand | 0 | 0 | 0 | 0 | 0
|  |  |  | XX | Rand | 0 | 0 | 0 | 0 | 0
|  |  |  | XX | Rand | 0 | 0 | 0 | 0 | 0
|  |  |  | XX | Rand | 0 | 0 | 0 | 0 | 0
|  |  |  | XX | Rand | 0 | 0 | 0 | 0 | 0
|  |  |  | XX | Rand | 0 | 0 | 0 | 0 | 0
|  |  |  | XX | Rand | 0 | 0 | 0 | 0 | 0
|  |  |  | XX | Rand | 0 | 0 | 0 | 0 | 0
|  |  |  | XX | Rand | 0 | 0 | 0 | 0 | 0
|  |  |  | XX | Rand | 0 | 0 | 0 | 0 | 0
|  |  |  | Totals | Rand | 0 | 0 | 0 | 0 | 0
Mid-year RAB value
|  |  |  | XX | Rand | 0 | 0 | 0 | 0 | 0
|  |  |  | XX | Rand | 0 | 0 | 0 | 0 | 0
|  |  |  | XX | Rand | 0 | 0 | 0 | 0 | 0
|  |  |  | XX | Rand | 0 | 0 | 0 | 0 | 0
|  |  |  | XX | Rand | 0 | 0 | 0 | 0 | 0
|  |  |  | XX | Rand | 0 | 0 | 0 | 0 | 0
|  |  |  | XX | Rand | 0 | 0 | 0 | 0 | 0
|  |  |  | XX | Rand | 0 | 0 | 0 | 0 | 0
|  |  |  | XX | Rand | 0 | 0 | 0 | 0 | 0
|  |  |  | XX | Rand | 0 | 0 | 0 | 0 | 0
|  |  |  | XX | Rand | 0 | 0 | 0 | 0 | 0
|  |  |  | XX | Rand | 0 | 0 | 0 | 0 | 0
|  |  |  | XX | Rand | 0 | 0 | 0 | 0 | 0
|  |  |  | XX | Rand | 0 | 0 | 0 | 0 | 0
|  |  |  | XX | Rand | 0 | 0 | 0 | 0 | 0
|  |  |  | XX | Rand | 0 | 0 | 0 | 0 | 0
|  |  |  | XX | Rand | 0 | 0 | 0 | 0 | 0
|  |  |  | XX | Rand | 0 | 0 | 0 | 0 | 0
|  |  |  | XX | Rand | 0 | 0 | 0 | 0 | 0
|  |  |  | XX | Rand | 0 | 0 | 0 | 0 | 0
|  |  |  | Totals | Rand | 0 | 0 | 0 | 0 | 0
Asset register KPIs
Total length of network assets
|  |  |  | XX | km | 0 | 0 | 0 | 0 | 0
|  |  |  | XX | km | 0 | 0 | 0 | 0 | 0
|  |  |  | XX | km | 0 | 0 | 0 | 0 | 0
|  |  |  | XX | km | 0 | 0 | 0 | 0 | 0
|  |  |  | XX | km | 0 | 0 | 0 | 0 | 0
|  |  |  | XX | km | 0 | 0 | 0 | 0 | 0
|  |  |  | XX | km | 0 | 0 | 0 | 0 | 0
|  |  |  | XX | km | 0 | 0 | 0 | 0 | 0
|  |  |  | XX | km | 0 | 0 | 0 | 0 | 0
|  |  |  | XX | km | 0 | 0 | 0 | 0 | 0
|  |  |  | XX | km | 0 | 0 | 0 | 0 | 0
|  |  |  | XX | km | 0 | 0 | 0 | 0 | 0
|  |  |  | XX | km | 0 | 0 | 0 | 0 | 0
|  |  |  | XX | km | 0 | 0 | 0 | 0 | 0
|  |  |  | XX | km | 0 | 0 | 0 | 0 | 0
|  |  |  | XX | km | 0 | 0 | 0 | 0 | 0
|  |  |  | XX | km | 0 | 0 | 0 | 0 | 0
|  |  |  | XX | km | 0 | 0 | 0 | 0 | 0
|  |  |  | XX | km | 0 | 0 | 0 | 0 | 0
|  |  |  | XX | km | 0 | 0 | 0 | 0 | 0
Per unit value of network assets
|  |  |  | XX | Rand/km | #N/A | #N/A | #N/A | #N/A | #N/A
|  |  |  | XX | Rand/km | #N/A | #N/A | #N/A | #N/A | #N/A
|  |  |  | XX | Rand/km | #N/A | #N/A | #N/A | #N/A | #N/A
|  |  |  | XX | Rand/km | #N/A | #N/A | #N/A | #N/A | #N/A
|  |  |  | XX | Rand/km | #N/A | #N/A | #N/A | #N/A | #N/A
|  |  |  | XX | Rand/km | #N/A | #N/A | #N/A | #N/A | #N/A
|  |  |  | XX | Rand/km | #N/A | #N/A | #N/A | #N/A | #N/A
|  |  |  | XX | Rand/km | #N/A | #N/A | #N/A | #N/A | #N/A
|  |  |  | XX | Rand/km | #N/A | #N/A | #N/A | #N/A | #N/A
|  |  |  | XX | Rand/km | #N/A | #N/A | #N/A | #N/A | #N/A
|  |  |  | XX | Rand/km | #N/A | #N/A | #N/A | #N/A | #N/A
|  |  |  | XX | Rand/km | #N/A | #N/A | #N/A | #N/A | #N/A
|  |  |  | XX | Rand/km | #N/A | #N/A | #N/A | #N/A | #N/A
|  |  |  | XX | Rand/km | #N/A | #N/A | #N/A | #N/A | #N/A
|  |  |  | XX | Rand/km | #N/A | #N/A | #N/A | #N/A | #N/A
|  |  |  | XX | Rand/km | #N/A | #N/A | #N/A | #N/A | #N/A
|  |  |  | XX | Rand/km | #N/A | #N/A | #N/A | #N/A | #N/A
|  |  |  | XX | Rand/km | #N/A | #N/A | #N/A | #N/A | #N/A
|  |  |  | XX | Rand/km | #N/A | #N/A | #N/A | #N/A | #N/A
|  |  |  | XX | Rand/km | #N/A | #N/A | #N/A | #N/A | #N/A
|  |  |  | Total | Rand/km | #N/A | #N/A | #N/A | #N/A | #N/A
End of sheet
1. Input Data
Next sheet >
< Previous sheet
Map
Guide

## High-level CTS projections
High-level CTS projections
This sheet provides a high level Cost To Serve forecast
|  |  |  | 0 | 1 | 2 | 3 | 4
|  |  | Unit | Year 0 | Year 1 | Year 2 | Year 3 | Year 4
Energy balance
|  | Sales | kWh | 508209057.34 | 532056744.3409 | 557285651.933 | 557285651.933 | 557285651.933
|  | Non-Eskom Power Purchases | kWh | 0 | 0 | 0 | 0 | 0
|  | Eskom Power Purchases | kWh | 623855676 | 653130075.3444 | 686274209.4314 | 686274209.4314 | 686274209.4314
|  | Total Energy Requirements | kWh | 623855676 | 653130075.3444 | 686274209.4314 | 686274209.4314 | 686274209.4314
|  | Technical losses | kWh | 45504036.8896 | 47639311.76 | 58845975.728 | 58845975.728 | 58845975.728
|  | Non-technical losses | kWh | 70142581.7704 | 73434019.2435 | 70142581.7704 | 70142581.7704 | 70142581.7704
|  | Total losses | kWh | 115646618.66 | 121073331.0035 | 128988557.4984 | 128988557.4984 | 128988557.4984
|  | Total losses | % of total | 18.54% | 18.54% | 18.8% | 18.8% | 18.8%
|  | Allowed losses | % of total | 12% | 12% | 12% | 12% | 12%
|  | Allowed losses | kWh | 74862681.12 | 78375609.0413 | 82352905.1318 | 82352905.1318 | 82352905.1318
CTS calculations - Wires business area
|  | Energy purchases from Eskom - excl. Losses | Rand
|  | Energy purchases from Eskom - Losses | Rand |  | 106916055.8742 | 143966205.6419 | 143966205.6419 | 143966205.6419
|  | Other energy purchases | Rand
|  | Capital expenditure | Rand |  | 0 | 0 | 0 | 0
|  | Operational expenditure (incl. Depreciation) | Rand |  | 227782219.8312 | 253490333.8312 | 0 | 0
|  | Other revenues | Rand |  | 0 | 0 | 0 | 0
|  | Surplus | Rand |  | 18408405.1638 | 21860109.671 | 7918141.3103 | 7918141.3103
|  | Total | Rand |  | 353106680.8692 | 419316649.1441 | 151884346.9522 | 151884346.9522
[6 empty] | 18.75% | -63.78% | 0%
|  | Total net of purchases | Rand |  | 246190624.995 | 275350443.5022 | 7918141.3103 | 7918141.3103
[6 empty] | 11.84% | -97.12% | 0%
CTS calculations - Retail business area
|  | Energy purchases from Eskom - excl. Losses | Rand |  | 1194085441.302 | 1363394858.7804 | 1363394858.7804 | 1363394858.7804
|  | Energy purchases from Eskom - Losses | Rand |  | 68980922.6057 | 57509513.4491 | 57509513.4491 | 57509513.4491
|  | Other energy purchases | Rand |  | 0 | 0 | 0 | 0
|  | Capital expenditure | Rand |  | 0 | 0 | 0 | 0
|  | Operational expenditure (incl. Depreciation) | Rand |  | 205067113.1312 | 211788579.2622 | 0 | 0
|  | Other revenues | Rand |  | -118321229 | -125744827 | 0 | 0
|  | Surplus | Rand |  | 74239673.6421 | 82882146.847 | 78149740.4726 | 78149740.4726
|  | Total | Rand |  | 1424051921.681 | 1589830271.3386 | 1499054112.702 | 1499054112.702
[6 empty] | 11.64% | -5.71% | 0%
|  | Total net of purchases | Rand |  | 160985557.7733 | 168925899.1092 | 78149740.4726 | 78149740.4726
[6 empty] | 4.932% | -53.74% | 0%
CTS calculations - ALL
|  | Energy purchases from Eskom - excl. Losses | Rand |  | 1194085441.302 | 1363394858.7804 | 1363394858.7804 | 1363394858.7804
|  | Energy purchases from Eskom - Losses | Rand |  | 175896978.4799 | 201475719.091 | 201475719.091 | 201475719.091
|  | Other energy purchases | Rand |  | 0 | 0 | 0 | 0
|  | Capital expenditure | Rand |  | 0 | 0 | 0 | 0
|  | Operational expenditure (incl. Depreciation) | Rand |  | 432849332.9623 | 465278913.0934 | 0 | 0
|  | Other revenues | Rand |  | -118321229 | -125744827 | 0 | 0
|  | Surplus | Rand |  | 92648078.8059 | 104742256.5181 | 86067881.7829 | 86067881.7829
|  | Total | Rand |  | 1777158602.5502 | 2009146920.4827 | 1650938459.6542 | 1650938459.6542
[6 empty] | 13.05% | -17.83% | 0%
|  | Total net of purchases | Rand |  | 407176182.7683 | 444276342.6114 | 86067881.7829 | 86067881.7829
[6 empty] | 9.112% | -80.63% | 0%
End of sheet
1. Input Data
Next sheet >
< Previous sheet
Map
Guide

## Eskom Purch. CostCheck (Year 0) (hidden)
Eskom Purch. CostCheck (Year 0)
This sheet is the calculation of the type of charge for each POD for validation purposes
Eskom Purchases (Year 0) - for validation purposes
Power Purchase Rates by POD, TOU, season
[5 empty] | Season | High season | High season | High season | High season | High season | High season | High season | High season | High season | High season | High season | High season | High season | High season | High season | High season | High season | High season | High season | High season | High season | High season | High season | High season | Low season | Low season | Low season | Low season | Low season | Low season | Low season | Low season | Low season | Low season | Low season | Low season | Low season | Low season | Low season | Low season | Low season | Low season | Low season | Low season | Low season | Low season | Low season | Low season
[5 empty] | TOU period | Offpeak | Offpeak | Offpeak | Offpeak | Offpeak | Offpeak | Offpeak | Offpeak | Standard | Standard | Standard | Standard | Standard | Standard | Standard | Standard | Peak | Peak | Peak | Peak | Peak | Peak | Peak | Peak | Offpeak | Offpeak | Offpeak | Offpeak | Offpeak | Offpeak | Offpeak | Offpeak | Standard | Standard | Standard | Standard | Standard | Standard | Standard | Standard | Peak | Peak | Peak | Peak | Peak | Peak | Peak | Peak
[5 empty] | Type of charge | c/kWh | R/KVA/month (MD) | R/KVA/month (NMD) | c/KVArh | R/POD/day | R/POD/month | R/account/day | 0 | c/kWh | R/KVA/month (MD) | R/KVA/month (NMD) | c/KVArh | R/POD/day | R/POD/month | R/account/day | 0 | c/kWh | R/KVA/month (MD) | R/KVA/month (NMD) | c/KVArh | R/POD/day | R/POD/month | R/account/day | 0 | c/kWh | R/KVA/month (MD) | R/KVA/month (NMD) | c/KVArh | R/POD/day | R/POD/month | R/account/day | 0 | c/kWh | R/KVA/month (MD) | R/KVA/month (NMD) | c/KVArh | R/POD/day | R/POD/month | R/account/day | 0 | c/kWh | R/KVA/month (MD) | R/KVA/month (NMD) | c/KVArh | R/POD/day | R/POD/month | R/account/day | 0
[6 empty] | 1 | 2 | 3 | 4 | 5 | 6 | 7 | 0 | 1 | 2 | 3 | 4 | 5 | 6 | 7 | 0 | 1 | 2 | 3 | 4 | 5 | 6 | 7 | 0 | 1 | 2 | 3 | 4 | 5 | 6 | 7 | 0 | 1 | 2 | 3 | 4 | 5 | 6 | 7 | 0 | 1 | 2 | 3 | 4 | 5 | 6 | 7 | 0
PODs
|  |  | 1 | CONDALE 33KV |  | 135.85 | 24.67 | 60.11 | 322 | 19.67 | 0 | 1135.92 | 0 | 192.29 | 24.67 | 60.11 | 322 | 19.67 | 0 | 1135.92 | 0 | 700.34 | 24.67 | 60.11 | 322 | 19.67 | 0 | 1135.92 | 0 | 135.85 | 24.67 | 60.11 | 322 | 19.67 | 0 | 1135.92 | 0 | 181 | 24.67 | 60.11 | 322 | 19.67 | 0 | 1135.92 | 0 | 304.07 | 24.67 | 60.11 | 322 | 19.67 | 0 | 1135.92 | 0
|  |  | 2 | AZAADVILLE |  | 135.85 | 24.67 | 60.11 | 322 | 19.67 | 0 | 1135.92 | 0 | 192.29 | 24.67 | 60.11 | 322 | 19.67 | 0 | 1135.92 | 0 | 700.34 | 24.67 | 60.11 | 322 | 19.67 | 0 | 1135.92 | 0 | 135.85 | 24.67 | 60.11 | 322 | 19.67 | 0 | 1135.92 | 0 | 181 | 24.67 | 60.11 | 322 | 19.67 | 0 | 1135.92 | 0 | 304.07 | 24.67 | 60.11 | 322 | 19.67 | 0 | 1135.92 | 0
|  |  | 3 |  |  | 0 | 0 | 0 | 0 | 0 | 0 | 0 | 0 | 0 | 0 | 0 | 0 | 0 | 0 | 0 | 0 | 0 | 0 | 0 | 0 | 0 | 0 | 0 | 0 | 0 | 0 | 0 | 0 | 0 | 0 | 0 | 0 | 0 | 0 | 0 | 0 | 0 | 0 | 0 | 0 | 0 | 0 | 0 | 0 | 0 | 0 | 0 | 0
|  |  | 4 |  |  | 0 | 0 | 0 | 0 | 0 | 0 | 0 | 0 | 0 | 0 | 0 | 0 | 0 | 0 | 0 | 0 | 0 | 0 | 0 | 0 | 0 | 0 | 0 | 0 | 0 | 0 | 0 | 0 | 0 | 0 | 0 | 0 | 0 | 0 | 0 | 0 | 0 | 0 | 0 | 0 | 0 | 0 | 0 | 0 | 0 | 0 | 0 | 0
|  |  | 5 |  |  | 0 | 0 | 0 | 0 | 0 | 0 | 0 | 0 | 0 | 0 | 0 | 0 | 0 | 0 | 0 | 0 | 0 | 0 | 0 | 0 | 0 | 0 | 0 | 0 | 0 | 0 | 0 | 0 | 0 | 0 | 0 | 0 | 0 | 0 | 0 | 0 | 0 | 0 | 0 | 0 | 0 | 0 | 0 | 0 | 0 | 0 | 0 | 0
|  |  | 6 |  |  | 0 | 0 | 0 | 0 | 0 | 0 | 0 | 0 | 0 | 0 | 0 | 0 | 0 | 0 | 0 | 0 | 0 | 0 | 0 | 0 | 0 | 0 | 0 | 0 | 0 | 0 | 0 | 0 | 0 | 0 | 0 | 0 | 0 | 0 | 0 | 0 | 0 | 0 | 0 | 0 | 0 | 0 | 0 | 0 | 0 | 0 | 0 | 0
|  |  | 7 |  |  | 0 | 0 | 0 | 0 | 0 | 0 | 0 | 0 | 0 | 0 | 0 | 0 | 0 | 0 | 0 | 0 | 0 | 0 | 0 | 0 | 0 | 0 | 0 | 0 | 0 | 0 | 0 | 0 | 0 | 0 | 0 | 0 | 0 | 0 | 0 | 0 | 0 | 0 | 0 | 0 | 0 | 0 | 0 | 0 | 0 | 0 | 0 | 0
|  |  | 8 |  |  | 0 | 0 | 0 | 0 | 0 | 0 | 0 | 0 | 0 | 0 | 0 | 0 | 0 | 0 | 0 | 0 | 0 | 0 | 0 | 0 | 0 | 0 | 0 | 0 | 0 | 0 | 0 | 0 | 0 | 0 | 0 | 0 | 0 | 0 | 0 | 0 | 0 | 0 | 0 | 0 | 0 | 0 | 0 | 0 | 0 | 0 | 0 | 0
|  |  | 9 |  |  | 0 | 0 | 0 | 0 | 0 | 0 | 0 | 0 | 0 | 0 | 0 | 0 | 0 | 0 | 0 | 0 | 0 | 0 | 0 | 0 | 0 | 0 | 0 | 0 | 0 | 0 | 0 | 0 | 0 | 0 | 0 | 0 | 0 | 0 | 0 | 0 | 0 | 0 | 0 | 0 | 0 | 0 | 0 | 0 | 0 | 0 | 0 | 0
|  |  | 10 |  |  | 0 | 0 | 0 | 0 | 0 | 0 | 0 | 0 | 0 | 0 | 0 | 0 | 0 | 0 | 0 | 0 | 0 | 0 | 0 | 0 | 0 | 0 | 0 | 0 | 0 | 0 | 0 | 0 | 0 | 0 | 0 | 0 | 0 | 0 | 0 | 0 | 0 | 0 | 0 | 0 | 0 | 0 | 0 | 0 | 0 | 0 | 0 | 0
|  |  | 11 |  |  | 0 | 0 | 0 | 0 | 0 | 0 | 0 | 0 | 0 | 0 | 0 | 0 | 0 | 0 | 0 | 0 | 0 | 0 | 0 | 0 | 0 | 0 | 0 | 0 | 0 | 0 | 0 | 0 | 0 | 0 | 0 | 0 | 0 | 0 | 0 | 0 | 0 | 0 | 0 | 0 | 0 | 0 | 0 | 0 | 0 | 0 | 0 | 0
|  |  | 12 |  |  | 0 | 0 | 0 | 0 | 0 | 0 | 0 | 0 | 0 | 0 | 0 | 0 | 0 | 0 | 0 | 0 | 0 | 0 | 0 | 0 | 0 | 0 | 0 | 0 | 0 | 0 | 0 | 0 | 0 | 0 | 0 | 0 | 0 | 0 | 0 | 0 | 0 | 0 | 0 | 0 | 0 | 0 | 0 | 0 | 0 | 0 | 0 | 0
|  |  | 13 |  |  | 0 | 0 | 0 | 0 | 0 | 0 | 0 | 0 | 0 | 0 | 0 | 0 | 0 | 0 | 0 | 0 | 0 | 0 | 0 | 0 | 0 | 0 | 0 | 0 | 0 | 0 | 0 | 0 | 0 | 0 | 0 | 0 | 0 | 0 | 0 | 0 | 0 | 0 | 0 | 0 | 0 | 0 | 0 | 0 | 0 | 0 | 0 | 0
|  |  | 14 |  |  | 0 | 0 | 0 | 0 | 0 | 0 | 0 | 0 | 0 | 0 | 0 | 0 | 0 | 0 | 0 | 0 | 0 | 0 | 0 | 0 | 0 | 0 | 0 | 0 | 0 | 0 | 0 | 0 | 0 | 0 | 0 | 0 | 0 | 0 | 0 | 0 | 0 | 0 | 0 | 0 | 0 | 0 | 0 | 0 | 0 | 0 | 0 | 0
|  |  | 15 |  |  | 0 | 0 | 0 | 0 | 0 | 0 | 0 | 0 | 0 | 0 | 0 | 0 | 0 | 0 | 0 | 0 | 0 | 0 | 0 | 0 | 0 | 0 | 0 | 0 | 0 | 0 | 0 | 0 | 0 | 0 | 0 | 0 | 0 | 0 | 0 | 0 | 0 | 0 | 0 | 0 | 0 | 0 | 0 | 0 | 0 | 0 | 0 | 0
Total
Power Purchase costs by POD, TOU, season, type of charge (Rand)
[5 empty] | Season | High season | High season | High season | High season | High season | High season | High season | High season | High season | High season | High season | High season | High season | High season | High season | High season | High season | High season | High season | High season | High season | High season | High season | High season | Low season | Low season | Low season | Low season | Low season | Low season | Low season | Low season | Low season | Low season | Low season | Low season | Low season | Low season | Low season | Low season | Low season | Low season | Low season | Low season | Low season | Low season | Low season | Low season
[5 empty] | TOU period | Offpeak | Offpeak | Offpeak | Offpeak | Offpeak | Offpeak | Offpeak | Offpeak | Standard | Standard | Standard | Standard | Standard | Standard | Standard | Standard | Peak | Peak | Peak | Peak | Peak | Peak | Peak | Peak | Offpeak | Offpeak | Offpeak | Offpeak | Offpeak | Offpeak | Offpeak | Offpeak | Standard | Standard | Standard | Standard | Standard | Standard | Standard | Standard | Peak | Peak | Peak | Peak | Peak | Peak | Peak | Peak
[5 empty] | Type of charge | c/kWh | R/KVA/month (MD) | R/KVA/month (NMD) | c/KVArh | R/POD/day | R/POD/month | R/account/day | 0 | c/kWh | R/KVA/month (MD) | R/KVA/month (NMD) | c/KVArh | R/POD/day | R/POD/month | R/account/day | 0 | c/kWh | R/KVA/month (MD) | R/KVA/month (NMD) | c/KVArh | R/POD/day | R/POD/month | R/account/day | 0 | c/kWh | R/KVA/month (MD) | R/KVA/month (NMD) | c/KVArh | R/POD/day | R/POD/month | R/account/day | 0 | c/kWh | R/KVA/month (MD) | R/KVA/month (NMD) | c/KVArh | R/POD/day | R/POD/month | R/account/day | 0 | c/kWh | R/KVA/month (MD) | R/KVA/month (NMD) | c/KVArh | R/POD/day | R/POD/month | R/account/day | 0
[5 empty] | Category of charge | Energy | Demand | Demand | Energy | Fixed | Fixed | Fixed | 0 | Energy | Demand | Demand | Energy | Fixed | Fixed | Fixed | 0 | Energy | Demand | Demand | Energy | Fixed | Fixed | Fixed | 0 | Energy | Demand | Demand | Energy | Fixed | Fixed | Fixed | 0 | Energy | Demand | Demand | Energy | Fixed | Fixed | Fixed | 0 | Energy | Demand | Demand | Energy | Fixed | Fixed | Fixed | 0
|  |  |  | PODs | Total costs (Rand)
|  |  | 1 | CONDALE 33KV | 1362653822.1454 | 93160102.035 | 3562624.907 | 10423818.2026 | 0 | 205.4675 |  |  |  | 130135036.0905 | 3515906.559 | 10287125.8538 | 0 | 202.7731 |  |  |  | 208955697.4948 | 1550047.734 | 4535255.9436 | 0 | 89.396 |  |  |  | 251708652.2665 | 8032260.6894 | 32047463.5383 | 0 | 1647.3511 |  |  |  | 320607895.54 | 7678827.865 | 30637321.8622 | 0 | 1574.8649 |  |  |  | 229485819.0846 | 3271761.0156 | 13053814.5994 | 0 | 671.0115
|  |  | 2 | AZAADVILLE | 48055918.7162 | 3496451.6015 | 168325.9133 | 551390.6644 | 0 | 234.2829 |  |  |  | 4974753.819 | 169199.0794 | 554250.9232 | 0 | 235.4983 |  |  |  | 8069030.3406 | 75352.1273 | 246833.4124 | 0 | 104.8782 |  |  |  | 7882912.2515 | 347009.5528 | 1735362.4827 | 0 | 1567.3813 |  |  |  | 9728657.69 | 321431.7175 | 1607450.1089 | 0 | 1451.8507 |  |  |  | 7265758.7314 | 142896.5618 | 714612.4084 | 0 | 645.4387
|  |  | 3 |  | 0 | 0 | 0 | 0 | 0 | 0 |  |  |  | 0 | 0 | 0 | 0 | 0 |  |  |  | 0 | 0 | 0 | 0 | 0 |  |  |  | 0 | 0 | 0 | 0 | 0 |  |  |  | 0 | 0 | 0 | 0 | 0 |  |  |  | 0 | 0 | 0 | 0 | 0
|  |  | 4 |  | 0 | 0 | 0 | 0 | 0 | 0 |  |  |  | 0 | 0 | 0 | 0 | 0 |  |  |  | 0 | 0 | 0 | 0 | 0 |  |  |  | 0 | 0 | 0 | 0 | 0 |  |  |  | 0 | 0 | 0 | 0 | 0 |  |  |  | 0 | 0 | 0 | 0 | 0
|  |  | 5 |  | 0 | 0 | 0 | 0 | 0 | 0 |  |  |  | 0 | 0 | 0 | 0 | 0 |  |  |  | 0 | 0 | 0 | 0 | 0 |  |  |  | 0 | 0 | 0 | 0 | 0 |  |  |  | 0 | 0 | 0 | 0 | 0 |  |  |  | 0 | 0 | 0 | 0 | 0
|  |  | 6 |  | 0 | 0 | 0 | 0 | 0 | 0 |  |  |  | 0 | 0 | 0 | 0 | 0 |  |  |  | 0 | 0 | 0 | 0 | 0 |  |  |  | 0 | 0 | 0 | 0 | 0 |  |  |  | 0 | 0 | 0 | 0 | 0 |  |  |  | 0 | 0 | 0 | 0 | 0
|  |  | 7 |  | 0 | 0 | 0 | 0 | 0 | 0 |  |  |  | 0 | 0 | 0 | 0 | 0 |  |  |  | 0 | 0 | 0 | 0 | 0 |  |  |  | 0 | 0 | 0 | 0 | 0 |  |  |  | 0 | 0 | 0 | 0 | 0 |  |  |  | 0 | 0 | 0 | 0 | 0
|  |  | 8 |  | 0 | 0 | 0 | 0 | 0 | 0 |  |  |  | 0 | 0 | 0 | 0 | 0 |  |  |  | 0 | 0 | 0 | 0 | 0 |  |  |  | 0 | 0 | 0 | 0 | 0 |  |  |  | 0 | 0 | 0 | 0 | 0 |  |  |  | 0 | 0 | 0 | 0 | 0
|  |  | 9 |  | 0 | 0 | 0 | 0 | 0 | 0 |  |  |  | 0 | 0 | 0 | 0 | 0 |  |  |  | 0 | 0 | 0 | 0 | 0 |  |  |  | 0 | 0 | 0 | 0 | 0 |  |  |  | 0 | 0 | 0 | 0 | 0 |  |  |  | 0 | 0 | 0 | 0 | 0
|  |  | 10 |  | 0 | 0 | 0 | 0 | 0 | 0 |  |  |  | 0 | 0 | 0 | 0 | 0 |  |  |  | 0 | 0 | 0 | 0 | 0 |  |  |  | 0 | 0 | 0 | 0 | 0 |  |  |  | 0 | 0 | 0 | 0 | 0 |  |  |  | 0 | 0 | 0 | 0 | 0
|  |  | 11 |  | 0 | 0 | 0 | 0 | 0 | 0 |  |  |  | 0 | 0 | 0 | 0 | 0 |  |  |  | 0 | 0 | 0 | 0 | 0 |  |  |  | 0 | 0 | 0 | 0 | 0 |  |  |  | 0 | 0 | 0 | 0 | 0 |  |  |  | 0 | 0 | 0 | 0 | 0
|  |  | 12 |  | 0 | 0 | 0 | 0 | 0 | 0 |  |  |  | 0 | 0 | 0 | 0 | 0 |  |  |  | 0 | 0 | 0 | 0 | 0 |  |  |  | 0 | 0 | 0 | 0 | 0 |  |  |  | 0 | 0 | 0 | 0 | 0 |  |  |  | 0 | 0 | 0 | 0 | 0
|  |  | 13 |  | 0 | 0 | 0 | 0 | 0 | 0 |  |  |  | 0 | 0 | 0 | 0 | 0 |  |  |  | 0 | 0 | 0 | 0 | 0 |  |  |  | 0 | 0 | 0 | 0 | 0 |  |  |  | 0 | 0 | 0 | 0 | 0 |  |  |  | 0 | 0 | 0 | 0 | 0
|  |  | 14 |  | 0 | 0 | 0 | 0 | 0 | 0 |  |  |  | 0 | 0 | 0 | 0 | 0 |  |  |  | 0 | 0 | 0 | 0 | 0 |  |  |  | 0 | 0 | 0 | 0 | 0 |  |  |  | 0 | 0 | 0 | 0 | 0 |  |  |  | 0 | 0 | 0 | 0 | 0
|  |  | 15 |  | 0 | 0 | 0 | 0 | 0 | 0 |  |  |  | 0 | 0 | 0 | 0 | 0 |  |  |  | 0 | 0 | 0 | 0 | 0 |  |  |  | 0 | 0 | 0 | 0 | 0 |  |  |  | 0 | 0 | 0 | 0 | 0 |  |  |  | 0 | 0 | 0 | 0 | 0
|  |  |  | Total (Rand) | 1410709740.8616 | 96656553.6365 | 3730950.8203 | 10975208.8671 | 0 | 439.7504 | 0 | 0 | 0 | 135109789.9095 | 3685105.6384 | 10841376.777 | 0 | 438.2714 | 0 | 0 | 0 | 217024727.8354 | 1625399.8613 | 4782089.3559 | 0 | 194.2742 | 0 | 0 | 0 | 259591564.518 | 8379270.2421 | 33782826.0211 | 0 | 3214.7324 | 0 | 0 | 0 | 330336553.23 | 8000259.5826 | 32244771.9711 | 0 | 3026.7156 | 0 | 0 | 0 | 236751577.816 | 3414657.5774 | 13768427.0079 | 0 | 1316.4502 | 0 | 0 | 0
End of sheet
1. Input Data
Next sheet >
< Previous sheet
Map
Guide

## Technical calibration (Year 0)
Technical calibration (Year 0)
This sheet computes the energy losses and energy requirement by the customer category and by asset group
Step 1: Total loss calculations for Year 0
[5 empty] | Energy purchase calculated for Year 0 | kWh | 623855676
[5 empty] | Total sales for Year 0 | kWh | 508209057.34
[5 empty] | Total energy losses (TL+NTL) for Year 0 | kWh | 115646618.66
[5 empty] | Total energy losses (TL+NTL) for Year 0 | % | 18.54%
Step 2: Technical losses incurred by customer category and by asset group in Year 0
2.1. Boolean customer loss matrix
Are losses assumed to be incurred by this customer category on this RND asset group?
[8 empty] | Min | 33 | 6.6 | 0.4
[8 empty] | Type of network | Mixed | Mixed | Mixed
[5 empty] | Customer Categories | RND asset group including intake point | Min voltage level in RND asset group (kV) | Type of network of intake point | 33-132-275kV / Mixed | 6.6-11 kV / Mixed | 400 V / Mixed
[5 empty] | Domestic (Standard) | 400 V / Mixed | 0.4 | Mixed | 1 | 1 | 1 | 0 | 0 | 0 | 0 | 0 | 0 | 0 | 0 | 0 | 0 | 0 | 0 | 0 | 0 | 0 | 0 | 0
[5 empty] | Domestic (Large) | 400 V / Mixed | 0.4 | Mixed | 1 | 1 | 1 | 0 | 0 | 0 | 0 | 0 | 0 | 0 | 0 | 0 | 0 | 0 | 0 | 0 | 0 | 0 | 0 | 0
[5 empty] | Commercial Small | 400 V / Mixed | 0.4 | Mixed | 1 | 1 | 1 | 0 | 0 | 0 | 0 | 0 | 0 | 0 | 0 | 0 | 0 | 0 | 0 | 0 | 0 | 0 | 0 | 0
[5 empty] | Commercial Medium | 6.6-11 kV / Mixed | 6.6 | Mixed | 1 | 1 | 0 | 0 | 0 | 0 | 0 | 0 | 0 | 0 | 0 | 0 | 0 | 0 | 0 | 0 | 0 | 0 | 0 | 0
[5 empty] | Commercial Large | 6.6-11 kV / Mixed | 6.6 | Mixed | 1 | 1 | 0 | 0 | 0 | 0 | 0 | 0 | 0 | 0 | 0 | 0 | 0 | 0 | 0 | 0 | 0 | 0 | 0 | 0
[5 empty] | Industrial Medium | 6.6-11 kV / Mixed | 6.6 | Mixed | 1 | 1 | 0 | 0 | 0 | 0 | 0 | 0 | 0 | 0 | 0 | 0 | 0 | 0 | 0 | 0 | 0 | 0 | 0 | 0
[5 empty] | Industrial Large | 33-132-275kV / Mixed | 33 | Mixed | 1 | 0 | 0 | 0 | 0 | 0 | 0 | 0 | 0 | 0 | 0 | 0 | 0 | 0 | 0 | 0 | 0 | 0 | 0 | 0
[5 empty] | Commercial Medium-Flexi-time | 6.6-11 kV / Mixed | 6.6 | Mixed | 1 | 1 | 0 | 0 | 0 | 0 | 0 | 0 | 0 | 0 | 0 | 0 | 0 | 0 | 0 | 0 | 0 | 0 | 0 | 0
[5 empty] | Commercial Large-Flexi-time | 6.6-11 kV / Mixed | 6.6 | Mixed | 1 | 1 | 0 | 0 | 0 | 0 | 0 | 0 | 0 | 0 | 0 | 0 | 0 | 0 | 0 | 0 | 0 | 0 | 0 | 0
[5 empty] | Industrial Medium-Flexi-time | 6.6-11 kV / Mixed | 6.6 | Mixed | 1 | 1 | 0 | 0 | 0 | 0 | 0 | 0 | 0 | 0 | 0 | 0 | 0 | 0 | 0 | 0 | 0 | 0 | 0 | 0
[5 empty] | Industrial Large-Flexi-time | 33-132-275kV / Mixed | 33 | Mixed | 1 | 0 | 0 | 0 | 0 | 0 | 0 | 0 | 0 | 0 | 0 | 0 | 0 | 0 | 0 | 0 | 0 | 0 | 0 | 0
[5 empty] | FBE (Domestic Indigent) | 400 V / Mixed | 0.4 | Mixed | 1 | 1 | 1 | 0 | 0 | 0 | 0 | 0 | 0 | 0 | 0 | 0 | 0 | 0 | 0 | 0 | 0 | 0 | 0 | 0
[5 empty] | Other consumers | 400 V / Mixed | 0.4 | Mixed | 1 | 1 | 1 | 0 | 0 | 0 | 0 | 0 | 0 | 0 | 0 | 0 | 0 | 0 | 0 | 0 | 0 | 0 | 0 | 0
[5 empty] | Sold to other municipal departments | 400 V / Mixed | 0.4 | Mixed | 1 | 1 | 1 | 0 | 0 | 0 | 0 | 0 | 0 | 0 | 0 | 0 | 0 | 0 | 0 | 0 | 0 | 0 | 0 | 0
[9 empty] | 0 | 0 | 0 | 0 | 0 | 0 | 0 | 0 | 0 | 0 | 0 | 0 | 0 | 0 | 0 | 0 | 0 | 0 | 0 | 0
[9 empty] | 0 | 0 | 0 | 0 | 0 | 0 | 0 | 0 | 0 | 0 | 0 | 0 | 0 | 0 | 0 | 0 | 0 | 0 | 0 | 0
[9 empty] | 0 | 0 | 0 | 0 | 0 | 0 | 0 | 0 | 0 | 0 | 0 | 0 | 0 | 0 | 0 | 0 | 0 | 0 | 0 | 0
[9 empty] | 0 | 0 | 0 | 0 | 0 | 0 | 0 | 0 | 0 | 0 | 0 | 0 | 0 | 0 | 0 | 0 | 0 | 0 | 0 | 0
[9 empty] | 0 | 0 | 0 | 0 | 0 | 0 | 0 | 0 | 0 | 0 | 0 | 0 | 0 | 0 | 0 | 0 | 0 | 0 | 0 | 0
[9 empty] | 0 | 0 | 0 | 0 | 0 | 0 | 0 | 0 | 0 | 0 | 0 | 0 | 0 | 0 | 0 | 0 | 0 | 0 | 0 | 0
[9 empty] | 0 | 0 | 0 | 0 | 0 | 0 | 0 | 0 | 0 | 0 | 0 | 0 | 0 | 0 | 0 | 0 | 0 | 0 | 0 | 0
[9 empty] | 0 | 0 | 0 | 0 | 0 | 0 | 0 | 0 | 0 | 0 | 0 | 0 | 0 | 0 | 0 | 0 | 0 | 0 | 0 | 0
[9 empty] | 0 | 0 | 0 | 0 | 0 | 0 | 0 | 0 | 0 | 0 | 0 | 0 | 0 | 0 | 0 | 0 | 0 | 0 | 0 | 0
[9 empty] | 0 | 0 | 0 | 0 | 0 | 0 | 0 | 0 | 0 | 0 | 0 | 0 | 0 | 0 | 0 | 0 | 0 | 0 | 0 | 0
[9 empty] | 0 | 0 | 0 | 0 | 0 | 0 | 0 | 0 | 0 | 0 | 0 | 0 | 0 | 0 | 0 | 0 | 0 | 0 | 0 | 0
[8 empty] | Technical loss factor | 1.0187 | 1.0425 | 1.0956 | 0 | 0 | 0 | 0 | 0 | 0 | 0 | 0 | 0 | 0 | 0 | 0 | 0 | 0 | 0 | 0 | 0
2.2. Cumulative technical energy loss factors by customer category and asset group
[8 empty] | Min | 33 | 6.6 | 0.4
[5 empty] | Customer Categories |  |  |  | 33-132-275kV / Mixed | 6.6-11 kV / Mixed | 400 V / Mixed
[5 empty] | Domestic (Standard) |  |  |  | 1.1635 | 1.1422 | 1.0956 | 0 | 0 | 0 | 0 | 0 | 0 | 0 | 0 | 0 | 0 | 0 | 0 | 0 | 0 | 0 | 0 | 0
[5 empty] | Domestic (Large) |  |  |  | 1.1635 | 1.1422 | 1.0956 | 0 | 0 | 0 | 0 | 0 | 0 | 0 | 0 | 0 | 0 | 0 | 0 | 0 | 0 | 0 | 0 | 0
[5 empty] | Commercial Small |  |  |  | 1.1635 | 1.1422 | 1.0956 | 0 | 0 | 0 | 0 | 0 | 0 | 0 | 0 | 0 | 0 | 0 | 0 | 0 | 0 | 0 | 0 | 0
[5 empty] | Commercial Medium |  |  |  | 1.062 | 1.0425 | 0 | 0 | 0 | 0 | 0 | 0 | 0 | 0 | 0 | 0 | 0 | 0 | 0 | 0 | 0 | 0 | 0 | 0
[5 empty] | Commercial Large |  |  |  | 1.062 | 1.0425 | 0 | 0 | 0 | 0 | 0 | 0 | 0 | 0 | 0 | 0 | 0 | 0 | 0 | 0 | 0 | 0 | 0 | 0
[5 empty] | Industrial Medium |  |  |  | 1.062 | 1.0425 | 0 | 0 | 0 | 0 | 0 | 0 | 0 | 0 | 0 | 0 | 0 | 0 | 0 | 0 | 0 | 0 | 0 | 0
[5 empty] | Industrial Large |  |  |  | 1.0187 | 0 | 0 | 0 | 0 | 0 | 0 | 0 | 0 | 0 | 0 | 0 | 0 | 0 | 0 | 0 | 0 | 0 | 0 | 0
[5 empty] | Commercial Medium-Flexi-time |  |  |  | 1.062 | 1.0425 | 0 | 0 | 0 | 0 | 0 | 0 | 0 | 0 | 0 | 0 | 0 | 0 | 0 | 0 | 0 | 0 | 0 | 0
[5 empty] | Commercial Large-Flexi-time |  |  |  | 1.062 | 1.0425 | 0 | 0 | 0 | 0 | 0 | 0 | 0 | 0 | 0 | 0 | 0 | 0 | 0 | 0 | 0 | 0 | 0 | 0
[5 empty] | Industrial Medium-Flexi-time |  |  |  | 1.062 | 1.0425 | 0 | 0 | 0 | 0 | 0 | 0 | 0 | 0 | 0 | 0 | 0 | 0 | 0 | 0 | 0 | 0 | 0 | 0
[5 empty] | Industrial Large-Flexi-time |  |  |  | 1.0187 | 0 | 0 | 0 | 0 | 0 | 0 | 0 | 0 | 0 | 0 | 0 | 0 | 0 | 0 | 0 | 0 | 0 | 0 | 0
[5 empty] | FBE (Domestic Indigent) |  |  |  | 1.1635 | 1.1422 | 1.0956 | 0 | 0 | 0 | 0 | 0 | 0 | 0 | 0 | 0 | 0 | 0 | 0 | 0 | 0 | 0 | 0 | 0
[5 empty] | Other consumers |  |  |  | 1.1635 | 1.1422 | 1.0956 | 0 | 0 | 0 | 0 | 0 | 0 | 0 | 0 | 0 | 0 | 0 | 0 | 0 | 0 | 0 | 0 | 0
[5 empty] | Sold to other municipal departments |  |  |  | 1.1635 | 1.1422 | 1.0956 | 0 | 0 | 0 | 0 | 0 | 0 | 0 | 0 | 0 | 0 | 0 | 0 | 0 | 0 | 0 | 0 | 0
[9 empty] | 0 | 0 | 0 | 0 | 0 | 0 | 0 | 0 | 0 | 0 | 0 | 0 | 0 | 0 | 0 | 0 | 0 | 0 | 0 | 0
[9 empty] | 0 | 0 | 0 | 0 | 0 | 0 | 0 | 0 | 0 | 0 | 0 | 0 | 0 | 0 | 0 | 0 | 0 | 0 | 0 | 0
[9 empty] | 0 | 0 | 0 | 0 | 0 | 0 | 0 | 0 | 0 | 0 | 0 | 0 | 0 | 0 | 0 | 0 | 0 | 0 | 0 | 0
[9 empty] | 0 | 0 | 0 | 0 | 0 | 0 | 0 | 0 | 0 | 0 | 0 | 0 | 0 | 0 | 0 | 0 | 0 | 0 | 0 | 0
[9 empty] | 0 | 0 | 0 | 0 | 0 | 0 | 0 | 0 | 0 | 0 | 0 | 0 | 0 | 0 | 0 | 0 | 0 | 0 | 0 | 0
[9 empty] | 0 | 0 | 0 | 0 | 0 | 0 | 0 | 0 | 0 | 0 | 0 | 0 | 0 | 0 | 0 | 0 | 0 | 0 | 0 | 0
[9 empty] | 0 | 0 | 0 | 0 | 0 | 0 | 0 | 0 | 0 | 0 | 0 | 0 | 0 | 0 | 0 | 0 | 0 | 0 | 0 | 0
[9 empty] | 0 | 0 | 0 | 0 | 0 | 0 | 0 | 0 | 0 | 0 | 0 | 0 | 0 | 0 | 0 | 0 | 0 | 0 | 0 | 0
[9 empty] | 0 | 0 | 0 | 0 | 0 | 0 | 0 | 0 | 0 | 0 | 0 | 0 | 0 | 0 | 0 | 0 | 0 | 0 | 0 | 0
[9 empty] | 0 | 0 | 0 | 0 | 0 | 0 | 0 | 0 | 0 | 0 | 0 | 0 | 0 | 0 | 0 | 0 | 0 | 0 | 0 | 0
[9 empty] | 0 | 0 | 0 | 0 | 0 | 0 | 0 | 0 | 0 | 0 | 0 | 0 | 0 | 0 | 0 | 0 | 0 | 0 | 0 | 0
2.3. Technical energy losses by customer category and asset group
[8 empty] | Min | 33 | 6.6 | 0.4
[5 empty] | Customer Categories | Sales in Year 0 (kWh) | Total technical losses (kWh) | Sales + technical losses (kWh) | 33-132-275kV / Mixed | 6.6-11 kV / Mixed | 400 V / Mixed
[5 empty] | Domestic (Standard) | 120857584.93 | 19762807.3016 | 140620392.2316 | 2581330.4552 | 5627491.7271 | 11553985.1193 | 0 | 0 | 0 | 0 | 0 | 0 | 0 | 0 | 0 | 0 | 0 | 0 | 0 | 0 | 0 | 0 | 0
[5 empty] | Domestic (Large) | 11528641.46 | 1885180.1462 | 13413821.6062 | 246233.8903 | 536808.1323 | 1102138.1236 | 0 | 0 | 0 | 0 | 0 | 0 | 0 | 0 | 0 | 0 | 0 | 0 | 0 | 0 | 0 | 0 | 0
[5 empty] | Commercial Small | 14254421 | 2330903.5637 | 16585324.5637 | 304452.3111 | 663728.605 | 1362722.6476 | 0 | 0 | 0 | 0 | 0 | 0 | 0 | 0 | 0 | 0 | 0 | 0 | 0 | 0 | 0 | 0 | 0
[5 empty] | Commercial Medium | 48307167.88 | 2994790.7959 | 51301958.6759 | 941736.161 | 2053054.6349 | 0 | 0 | 0 | 0 | 0 | 0 | 0 | 0 | 0 | 0 | 0 | 0 | 0 | 0 | 0 | 0 | 0 | 0
[5 empty] | Commercial Large | 73501494 | 4556706.7452 | 78058200.7452 | 1432893.2502 | 3123813.495 | 0 | 0 | 0 | 0 | 0 | 0 | 0 | 0 | 0 | 0 | 0 | 0 | 0 | 0 | 0 | 0 | 0 | 0
[5 empty] | Industrial Medium | 190015204.25 | 11779945.0837 | 201795149.3337 | 3704298.9031 | 8075646.1806 | 0 | 0 | 0 | 0 | 0 | 0 | 0 | 0 | 0 | 0 | 0 | 0 | 0 | 0 | 0 | 0 | 0 | 0
[5 empty] | Industrial Large | 20908500 | 390988.95 | 21299488.95 | 390988.95 | 0 | 0 | 0 | 0 | 0 | 0 | 0 | 0 | 0 | 0 | 0 | 0 | 0 | 0 | 0 | 0 | 0 | 0 | 0
[5 empty] | Commercial Medium-Flexi-time | 94167 | 5837.8596 | 100004.8596 | 1835.7621 | 4002.0975 | 0 | 0 | 0 | 0 | 0 | 0 | 0 | 0 | 0 | 0 | 0 | 0 | 0 | 0 | 0 | 0 | 0 | 0
[5 empty] | Commercial Large-Flexi-time | 0 | 0 | 0 | 0 | 0 | 0 | 0 | 0 | 0 | 0 | 0 | 0 | 0 | 0 | 0 | 0 | 0 | 0 | 0 | 0 | 0 | 0 | 0
[5 empty] | Industrial Medium-Flexi-time | 0 | 0 | 0 | 0 | 0 | 0 | 0 | 0 | 0 | 0 | 0 | 0 | 0 | 0 | 0 | 0 | 0 | 0 | 0 | 0 | 0 | 0 | 0
[5 empty] | Industrial Large-Flexi-time | 20045628 | 374853.2436 | 20420481.2436 | 374853.2436 | 0 | 0 | 0 | 0 | 0 | 0 | 0 | 0 | 0 | 0 | 0 | 0 | 0 | 0 | 0 | 0 | 0 | 0 | 0
[5 empty] | FBE (Domestic Indigent) | 3525704.82 | 576528.3577 | 4102233.1777 | 75303.5834 | 164167.3935 | 337057.3808 | 0 | 0 | 0 | 0 | 0 | 0 | 0 | 0 | 0 | 0 | 0 | 0 | 0 | 0 | 0 | 0 | 0
[5 empty] | Other consumers | 0 | 0 | 0 | 0 | 0 | 0 | 0 | 0 | 0 | 0 | 0 | 0 | 0 | 0 | 0 | 0 | 0 | 0 | 0 | 0 | 0 | 0 | 0
[5 empty] | Sold to other municipal departments | 5170544 | 845494.8423 | 6016038.8423 | 110434.7957 | 240756.0403 | 494304.0064 | 0 | 0 | 0 | 0 | 0 | 0 | 0 | 0 | 0 | 0 | 0 | 0 | 0 | 0 | 0 | 0 | 0
[6 empty] | 0 | 0 | 0 | 0 | 0 | 0 | 0 | 0 | 0 | 0 | 0 | 0 | 0 | 0 | 0 | 0 | 0 | 0 | 0 | 0 | 0 | 0 | 0
[6 empty] | 0 | 0 | 0 | 0 | 0 | 0 | 0 | 0 | 0 | 0 | 0 | 0 | 0 | 0 | 0 | 0 | 0 | 0 | 0 | 0 | 0 | 0 | 0
[6 empty] | 0 | 0 | 0 | 0 | 0 | 0 | 0 | 0 | 0 | 0 | 0 | 0 | 0 | 0 | 0 | 0 | 0 | 0 | 0 | 0 | 0 | 0 | 0
[6 empty] | 0 | 0 | 0 | 0 | 0 | 0 | 0 | 0 | 0 | 0 | 0 | 0 | 0 | 0 | 0 | 0 | 0 | 0 | 0 | 0 | 0 | 0 | 0
[6 empty] | 0 | 0 | 0 | 0 | 0 | 0 | 0 | 0 | 0 | 0 | 0 | 0 | 0 | 0 | 0 | 0 | 0 | 0 | 0 | 0 | 0 | 0 | 0
[6 empty] | 0 | 0 | 0 | 0 | 0 | 0 | 0 | 0 | 0 | 0 | 0 | 0 | 0 | 0 | 0 | 0 | 0 | 0 | 0 | 0 | 0 | 0 | 0
[6 empty] | 0 | 0 | 0 | 0 | 0 | 0 | 0 | 0 | 0 | 0 | 0 | 0 | 0 | 0 | 0 | 0 | 0 | 0 | 0 | 0 | 0 | 0 | 0
[6 empty] | 0 | 0 | 0 | 0 | 0 | 0 | 0 | 0 | 0 | 0 | 0 | 0 | 0 | 0 | 0 | 0 | 0 | 0 | 0 | 0 | 0 | 0 | 0
[6 empty] | 0 | 0 | 0 | 0 | 0 | 0 | 0 | 0 | 0 | 0 | 0 | 0 | 0 | 0 | 0 | 0 | 0 | 0 | 0 | 0 | 0 | 0 | 0
[6 empty] | 0 | 0 | 0 | 0 | 0 | 0 | 0 | 0 | 0 | 0 | 0 | 0 | 0 | 0 | 0 | 0 | 0 | 0 | 0 | 0 | 0 | 0 | 0
[6 empty] | 0 | 0 | 0 | 0 | 0 | 0 | 0 | 0 | 0 | 0 | 0 | 0 | 0 | 0 | 0 | 0 | 0 | 0 | 0 | 0 | 0 | 0 | 0
[8 empty] | Total | 10164361.3057 | 20489468.3063 | 14850207.2777 | 0 | 0 | 0 | 0 | 0 | 0 | 0 | 0 | 0 | 0 | 0 | 0 | 0 | 0 | 0 | 0 | 0
Step 2+: Energy requirements excluding non-technical energy losses for Year 0
[5 empty] | Customer Categories | Sales in Year 0 (kWh) | Technical losses (kWh) | Sales + technical losses (kWh) | Technical loss factor
|  |  |  | 1 | Domestic (Standard) | 120857584.93 | 19762807.3016 | 140620392.2316 | 1.1635
|  |  |  | 2 | Domestic (Large) | 11528641.46 | 1885180.1462 | 13413821.6062 | 1.1635
|  |  |  | 3 | Commercial Small | 14254421 | 2330903.5637 | 16585324.5637 | 1.1635
|  |  |  | 4 | Commercial Medium | 48307167.88 | 2994790.7959 | 51301958.6759 | 1.062
|  |  |  | 5 | Commercial Large | 73501494 | 4556706.7452 | 78058200.7452 | 1.062
|  |  |  | 6 | Industrial Medium | 190015204.25 | 11779945.0837 | 201795149.3337 | 1.062
|  |  |  | 7 | Industrial Large | 20908500 | 390988.95 | 21299488.95 | 1.0187
|  |  |  | 8 | Commercial Medium-Flexi-time | 94167 | 5837.8596 | 100004.8596 | 1.062
|  |  |  | 9 | Commercial Large-Flexi-time | 0 | 0 | 0 | 0
|  |  |  | 10 | Industrial Medium-Flexi-time | 0 | 0 | 0 | 0
|  |  |  | 11 | Industrial Large-Flexi-time | 20045628 | 374853.2436 | 20420481.2436 | 1.0187
|  |  |  | 12 | FBE (Domestic Indigent) | 3525704.82 | 576528.3577 | 4102233.1777 | 1.1635
|  |  |  | 13 | Other consumers | 0 | 0 | 0 | 0
|  |  |  | 14 | Sold to other municipal departments | 5170544 | 845494.8423 | 6016038.8423 | 1.1635
|  |  |  | 15 |  | 0 | 0 | 0 | 0
|  |  |  | 16 |  | 0 | 0 | 0 | 0
|  |  |  | 17 |  | 0 | 0 | 0 | 0
|  |  |  | 18 |  | 0 | 0 | 0 | 0
|  |  |  | 19 |  | 0 | 0 | 0 | 0
|  |  |  | 20 |  | 0 | 0 | 0 | 0
|  |  |  | 21 |  | 0 | 0 | 0 | 0
|  |  |  | 22 |  | 0 | 0 | 0 | 0
|  |  |  | 23 |  | 0 | 0 | 0 | 0
|  |  |  | 24 |  | 0 | 0 | 0 | 0
|  |  |  | 25 |  | 0 | 0 | 0 | 0
[6 empty] | 508209057.34 | 45504036.8896 | 553713094.2296
Step 3: Total NTL (energy) calculations for Year 0
[5 empty] | Total losses for Year 0 | kWh | 115646618.66
[5 empty] | Total technical losses for Year 0 | kWh | 45504036.8896
[5 empty] | Total non-technical losses for Year 0 | kWh | 70142581.7704
[5 empty] | Total loss factor | % | 18.54%
[5 empty] | Of which..technical loss factor = | % | 7.294%
[5 empty] | …NT loss factor = | % | 11.24%
Step 4: NTL (energy) ventilation by asset group for Year 0
[5 empty] | Asset group | NTL weighting factor | Year 0 NTL incurred (kWh)
[5 empty] | 33-132-275kV / Mixed | 0 | 0
[5 empty] | 6.6-11 kV / Mixed | 1 | 6376598.3428
[5 empty] | 400 V / Mixed | 10 | 63765983.4276
[6 empty] | 0 | 0
[6 empty] | 0 | 0
[6 empty] | 0 | 0
[6 empty] | 0 | 0
[6 empty] | 0 | 0
[6 empty] | 0 | 0
[6 empty] | 0 | 0
[6 empty] | 0 | 0
[6 empty] | 0 | 0
[6 empty] | 0 | 0
[6 empty] | 0 | 0
[6 empty] | 0 | 0
[6 empty] | 0 | 0
[6 empty] | 0 | 0
[6 empty] | 0 | 0
[6 empty] | 0 | 0
[6 empty] | 0 | 0
[5 empty] | Total | 11 | 70142581.7704
Step 5: NTL (energy) ventilation by customer category and by asset group
Non-technical loss split by customer category and by asset group
[5 empty] | Customer Categories | RND asset group including intake point | Min voltage level in RND asset group (kV) | Type of network of intake point | 33-132-275kV | 6.6-11 kV | 400 V | 0 | 0 | 0 | 0 | 0 | 0 | 0
|  |  |  | 1 | Domestic (Standard) | 400 V / Mixed | 0.4 | Mixed | 23.78% | 25.55% | 85.66% | 0% | 0% | 0% | 0% | 0% | 0% | 0%
|  |  |  | 2 | Domestic (Large) | 400 V / Mixed | 0.4 | Mixed | 2.268% | 2.437% | 8.172% | 0% | 0% | 0% | 0% | 0% | 0% | 0%
|  |  |  | 3 | Commercial Small | 400 V / Mixed | 0.4 | Mixed | 2.805% | 0% | 0% | 0% | 0% | 0% | 0% | 0% | 0% | 0%
|  |  |  | 4 | Commercial Medium | 6.6-11 kV / Mixed | 6.6 | Mixed | 9.505% | 10.21% | 0% | 0% | 0% | 0% | 0% | 0% | 0% | 0%
|  |  |  | 5 | Commercial Large | 6.6-11 kV / Mixed | 6.6 | Mixed | 14.46% | 15.54% | 0% | 0% | 0% | 0% | 0% | 0% | 0% | 0%
|  |  |  | 6 | Industrial Medium | 6.6-11 kV / Mixed | 6.6 | Mixed | 37.39% | 40.17% | 0% | 0% | 0% | 0% | 0% | 0% | 0% | 0%
|  |  |  | 7 | Industrial Large | 33-132-275kV / Mixed | 33 | Mixed | 4.114% | 0% | 0% | 0% | 0% | 0% | 0% | 0% | 0% | 0%
|  |  |  | 8 | Commercial Medium-Flexi-time | 6.6-11 kV / Mixed | 6.6 | Mixed | 0.01853% | 0.01991% | 0% | 0% | 0% | 0% | 0% | 0% | 0% | 0%
|  |  |  | 9 | Commercial Large-Flexi-time | 6.6-11 kV / Mixed | 6.6 | Mixed | 0% | 0% | 0% | 0% | 0% | 0% | 0% | 0% | 0% | 0%
|  |  |  | 10 | Industrial Medium-Flexi-time | 6.6-11 kV / Mixed | 6.6 | Mixed | 0% | 0% | 0% | 0% | 0% | 0% | 0% | 0% | 0% | 0%
|  |  |  | 11 | Industrial Large-Flexi-time | 33-132-275kV / Mixed | 33 | Mixed | 3.944% | 4.238% | 0% | 0% | 0% | 0% | 0% | 0% | 0% | 0%
|  |  |  | 12 | FBE (Domestic Indigent) | 400 V / Mixed | 0.4 | Mixed | 0.6938% | 0.7453% | 2.499% | 0% | 0% | 0% | 0% | 0% | 0% | 0%
|  |  |  | 13 | Other consumers | 400 V / Mixed | 0.4 | Mixed | 0% | 0% | 0% | 0% | 0% | 0% | 0% | 0% | 0% | 0%
|  |  |  | 14 | Sold to other municipal departments | 400 V / Mixed | 0.4 | Mixed | 1.017% | 1.093% | 3.665% | 0% | 0% | 0% | 0% | 0% | 0% | 0%
|  |  |  | 15 |  |  |  |  | 0% | 0% | 0% | 0% | 0% | 0% | 0% | 0% | 0% | 0%
|  |  |  | 16 |  |  |  |  | 0% | 0% | 0% | 0% | 0% | 0% | 0% | 0% | 0% | 0%
|  |  |  | 17 |  |  |  |  | 0% | 0% | 0% | 0% | 0% | 0% | 0% | 0% | 0% | 0%
|  |  |  | 18 |  |  |  |  | 0% | 0% | 0% | 0% | 0% | 0% | 0% | 0% | 0% | 0%
|  |  |  | 19 |  |  |  |  | 0% | 0% | 0% | 0% | 0% | 0% | 0% | 0% | 0% | 0%
|  |  |  | 20 |  |  |  |  | 0% | 0% | 0% | 0% | 0% | 0% | 0% | 0% | 0% | 0%
|  |  |  | 21 |  |  |  |  | 0% | 0% | 0% | 0% | 0% | 0% | 0% | 0% | 0% | 0%
|  |  |  | 22 |  |  |  |  | 0% | 0% | 0% | 0% | 0% | 0% | 0% | 0% | 0% | 0%
|  |  |  | 23 |  |  |  |  | 0% | 0% | 0% | 0% | 0% | 0% | 0% | 0% | 0% | 0%
|  |  |  | 24 |  |  |  |  | 0% | 0% | 0% | 0% | 0% | 0% | 0% | 0% | 0% | 0%
|  |  |  | 25 |  |  |  |  | 0% | 0% | 0% | 0% | 0% | 0% | 0% | 0% | 0% | 0%
Non-technical energy losses by customer category and by asset group
[8 empty] | NTL incurred (kWh) | 0 | 6376598.3428 | 63765983.4276 | 0 | 0 | 0 | 0 | 0 | 0 | 0 | 0 | 0 | 0 | 0 | 0 | 0 | 0 | 0 | 0 | 0
[5 empty] | Customer Categories | Sales in Year 0 (kWh) | NTL energy losses incurred (kWh) |  | 33-132-275kV / Mixed | 6.6-11 kV / Mixed | 400 V / Mixed
[5 empty] | Domestic (Standard) | 120857584.93 | 51261520.3066 |  | 0 | 1649335.7852 | 49612184.5214 | 0 | 0 | 0 | 0 | 0 | 0 | 0 | 0 | 0 | 0 | 0 | 0 | 0 | 0 | 0 | 0 | 0
[5 empty] | Domestic (Large) | 11528641.46 | 4889851.8753 |  | 0 | 157330.6378 | 4732521.2375 | 0 | 0 | 0 | 0 | 0 | 0 | 0 | 0 | 0 | 0 | 0 | 0 | 0 | 0 | 0 | 0 | 0
[5 empty] | Commercial Small | 14254421 | 6045986.2074 |  | 0 | 194529.178 | 5851457.0294 | 0 | 0 | 0 | 0 | 0 | 0 | 0 | 0 | 0 | 0 | 0 | 0 | 0 | 0 | 0 | 0 | 0
[5 empty] | Commercial Medium | 48307167.88 | 659244.8518 |  | 0 | 659244.8518 | 0 | 0 | 0 | 0 | 0 | 0 | 0 | 0 | 0 | 0 | 0 | 0 | 0 | 0 | 0 | 0 | 0 | 0
[5 empty] | Commercial Large | 73501494 | 1003070.2201 |  | 0 | 1003070.2201 | 0 | 0 | 0 | 0 | 0 | 0 | 0 | 0 | 0 | 0 | 0 | 0 | 0 | 0 | 0 | 0 | 0 | 0
[5 empty] | Industrial Medium | 190015204.25 | 2593125.4235 |  | 0 | 2593125.4235 | 0 | 0 | 0 | 0 | 0 | 0 | 0 | 0 | 0 | 0 | 0 | 0 | 0 | 0 | 0 | 0 | 0 | 0
[5 empty] | Industrial Large | 20908500 | 0 |  | 0 | 0 | 0 | 0 | 0 | 0 | 0 | 0 | 0 | 0 | 0 | 0 | 0 | 0 | 0 | 0 | 0 | 0 | 0 | 0
[5 empty] | Commercial Medium-Flexi-time | 94167 | 1285.0911 |  | 0 | 1285.0911 | 0 | 0 | 0 | 0 | 0 | 0 | 0 | 0 | 0 | 0 | 0 | 0 | 0 | 0 | 0 | 0 | 0 | 0
[5 empty] | Commercial Large-Flexi-time | 0 | 0 |  | 0 | 0 | 0 | 0 | 0 | 0 | 0 | 0 | 0 | 0 | 0 | 0 | 0 | 0 | 0 | 0 | 0 | 0 | 0 | 0
[5 empty] | Industrial Medium-Flexi-time | 0 | 0 |  | 0 | 0 | 0 | 0 | 0 | 0 | 0 | 0 | 0 | 0 | 0 | 0 | 0 | 0 | 0 | 0 | 0 | 0 | 0 | 0
[5 empty] | Industrial Large-Flexi-time | 20045628 | 0 |  | 0 | 0 | 0 | 0 | 0 | 0 | 0 | 0 | 0 | 0 | 0 | 0 | 0 | 0 | 0 | 0 | 0 | 0 | 0 | 0
[5 empty] | FBE (Domestic Indigent) | 3525704.82 | 1495421.1548 |  | 0 | 48115.0697 | 1447306.0851 | 0 | 0 | 0 | 0 | 0 | 0 | 0 | 0 | 0 | 0 | 0 | 0 | 0 | 0 | 0 | 0 | 0
[5 empty] | Other consumers | 0 | 0 |  | 0 | 0 | 0 | 0 | 0 | 0 | 0 | 0 | 0 | 0 | 0 | 0 | 0 | 0 | 0 | 0 | 0 | 0 | 0 | 0
[5 empty] | Sold to other municipal departments | 5170544 | 2193076.6398 |  | 0 | 70562.0856 | 2122514.5542 | 0 | 0 | 0 | 0 | 0 | 0 | 0 | 0 | 0 | 0 | 0 | 0 | 0 | 0 | 0 | 0 | 0
[6 empty] | 0 | 0 |  | 0 | 0 | 0 | 0 | 0 | 0 | 0 | 0 | 0 | 0 | 0 | 0 | 0 | 0 | 0 | 0 | 0 | 0 | 0 | 0
[6 empty] | 0 | 0 |  | 0 | 0 | 0 | 0 | 0 | 0 | 0 | 0 | 0 | 0 | 0 | 0 | 0 | 0 | 0 | 0 | 0 | 0 | 0 | 0
[6 empty] | 0 | 0 |  | 0 | 0 | 0 | 0 | 0 | 0 | 0 | 0 | 0 | 0 | 0 | 0 | 0 | 0 | 0 | 0 | 0 | 0 | 0 | 0
[6 empty] | 0 | 0 |  | 0 | 0 | 0 | 0 | 0 | 0 | 0 | 0 | 0 | 0 | 0 | 0 | 0 | 0 | 0 | 0 | 0 | 0 | 0 | 0
[6 empty] | 0 | 0 |  | 0 | 0 | 0 | 0 | 0 | 0 | 0 | 0 | 0 | 0 | 0 | 0 | 0 | 0 | 0 | 0 | 0 | 0 | 0 | 0
[6 empty] | 0 | 0 |  | 0 | 0 | 0 | 0 | 0 | 0 | 0 | 0 | 0 | 0 | 0 | 0 | 0 | 0 | 0 | 0 | 0 | 0 | 0 | 0
[6 empty] | 0 | 0 |  | 0 | 0 | 0 | 0 | 0 | 0 | 0 | 0 | 0 | 0 | 0 | 0 | 0 | 0 | 0 | 0 | 0 | 0 | 0 | 0
[6 empty] | 0 | 0 |  | 0 | 0 | 0 | 0 | 0 | 0 | 0 | 0 | 0 | 0 | 0 | 0 | 0 | 0 | 0 | 0 | 0 | 0 | 0 | 0
[6 empty] | 0 | 0 |  | 0 | 0 | 0 | 0 | 0 | 0 | 0 | 0 | 0 | 0 | 0 | 0 | 0 | 0 | 0 | 0 | 0 | 0 | 0 | 0
[6 empty] | 0 | 0 |  | 0 | 0 | 0 | 0 | 0 | 0 | 0 | 0 | 0 | 0 | 0 | 0 | 0 | 0 | 0 | 0 | 0 | 0 | 0 | 0
[6 empty] | 0 | 0 |  | 0 | 0 | 0 | 0 | 0 | 0 | 0 | 0 | 0 | 0 | 0 | 0 | 0 | 0 | 0 | 0 | 0 | 0 | 0 | 0
[6 empty] | Total | 70142581.7704 | 0 | 0 | 6376598.3428 | 63765983.4276 | 0 | 0 | 0 | 0 | 0 | 0 | 0 | 0 | 0 | 0 | 0 | 0 | 0 | 0 | 0 | 0 | 0
Step 6: Total energy losses by customer category and by asset group
[5 empty] | Customer Categories | Sales in Year 0 (kWh) | Total energy losses (kWh) |  | 33-132-275kV / Mixed | 6.6-11 kV / Mixed | 400 V / Mixed
[5 empty] | Domestic (Standard) | 120857584.93 | 71024327.6082 |  | 2581330.4552 | 7276827.5123 | 61166169.6407 | 0 | 0 | 0 | 0 | 0 | 0 | 0 | 0 | 0 | 0 | 0 | 0 | 0 | 0 | 0 | 0 | 0
[5 empty] | Domestic (Large) | 11528641.46 | 6775032.0214 |  | 246233.8903 | 694138.7701 | 5834659.3611 | 0 | 0 | 0 | 0 | 0 | 0 | 0 | 0 | 0 | 0 | 0 | 0 | 0 | 0 | 0 | 0 | 0
[5 empty] | Commercial Small | 14254421 | 8376889.7712 |  | 304452.3111 | 858257.783 | 7214179.677 | 0 | 0 | 0 | 0 | 0 | 0 | 0 | 0 | 0 | 0 | 0 | 0 | 0 | 0 | 0 | 0 | 0
[5 empty] | Commercial Medium | 48307167.88 | 3654035.6477 |  | 941736.161 | 2712299.4867 | 0 | 0 | 0 | 0 | 0 | 0 | 0 | 0 | 0 | 0 | 0 | 0 | 0 | 0 | 0 | 0 | 0 | 0
[5 empty] | Commercial Large | 73501494 | 5559776.9653 |  | 1432893.2502 | 4126883.7151 | 0 | 0 | 0 | 0 | 0 | 0 | 0 | 0 | 0 | 0 | 0 | 0 | 0 | 0 | 0 | 0 | 0 | 0
[5 empty] | Industrial Medium | 190015204.25 | 14373070.5072 |  | 3704298.9031 | 10668771.6041 | 0 | 0 | 0 | 0 | 0 | 0 | 0 | 0 | 0 | 0 | 0 | 0 | 0 | 0 | 0 | 0 | 0 | 0
[5 empty] | Industrial Large | 20908500 | 390988.95 |  | 390988.95 | 0 | 0 | 0 | 0 | 0 | 0 | 0 | 0 | 0 | 0 | 0 | 0 | 0 | 0 | 0 | 0 | 0 | 0 | 0
[5 empty] | Commercial Medium-Flexi-time | 94167 | 7122.9507 |  | 1835.7621 | 5287.1886 | 0 | 0 | 0 | 0 | 0 | 0 | 0 | 0 | 0 | 0 | 0 | 0 | 0 | 0 | 0 | 0 | 0 | 0
[5 empty] | Commercial Large-Flexi-time | 0 | 0 |  | 0 | 0 | 0 | 0 | 0 | 0 | 0 | 0 | 0 | 0 | 0 | 0 | 0 | 0 | 0 | 0 | 0 | 0 | 0 | 0
[5 empty] | Industrial Medium-Flexi-time | 0 | 0 |  | 0 | 0 | 0 | 0 | 0 | 0 | 0 | 0 | 0 | 0 | 0 | 0 | 0 | 0 | 0 | 0 | 0 | 0 | 0 | 0
[5 empty] | Industrial Large-Flexi-time | 20045628 | 374853.2436 |  | 374853.2436 | 0 | 0 | 0 | 0 | 0 | 0 | 0 | 0 | 0 | 0 | 0 | 0 | 0 | 0 | 0 | 0 | 0 | 0 | 0
[5 empty] | FBE (Domestic Indigent) | 3525704.82 | 2071949.5126 |  | 75303.5834 | 212282.4633 | 1784363.4659 | 0 | 0 | 0 | 0 | 0 | 0 | 0 | 0 | 0 | 0 | 0 | 0 | 0 | 0 | 0 | 0 | 0
[5 empty] | Other consumers | 0 | 0 |  | 0 | 0 | 0 | 0 | 0 | 0 | 0 | 0 | 0 | 0 | 0 | 0 | 0 | 0 | 0 | 0 | 0 | 0 | 0 | 0
[5 empty] | Sold to other municipal departments | 5170544 | 3038571.4821 |  | 110434.7957 | 311318.1258 | 2616818.5606 | 0 | 0 | 0 | 0 | 0 | 0 | 0 | 0 | 0 | 0 | 0 | 0 | 0 | 0 | 0 | 0 | 0
[6 empty] | 0 | 0 |  | 0 | 0 | 0 | 0 | 0 | 0 | 0 | 0 | 0 | 0 | 0 | 0 | 0 | 0 | 0 | 0 | 0 | 0 | 0 | 0
[6 empty] | 0 | 0 |  | 0 | 0 | 0 | 0 | 0 | 0 | 0 | 0 | 0 | 0 | 0 | 0 | 0 | 0 | 0 | 0 | 0 | 0 | 0 | 0
[6 empty] | 0 | 0 |  | 0 | 0 | 0 | 0 | 0 | 0 | 0 | 0 | 0 | 0 | 0 | 0 | 0 | 0 | 0 | 0 | 0 | 0 | 0 | 0
[6 empty] | 0 | 0 |  | 0 | 0 | 0 | 0 | 0 | 0 | 0 | 0 | 0 | 0 | 0 | 0 | 0 | 0 | 0 | 0 | 0 | 0 | 0 | 0
[6 empty] | 0 | 0 |  | 0 | 0 | 0 | 0 | 0 | 0 | 0 | 0 | 0 | 0 | 0 | 0 | 0 | 0 | 0 | 0 | 0 | 0 | 0 | 0
[6 empty] | 0 | 0 |  | 0 | 0 | 0 | 0 | 0 | 0 | 0 | 0 | 0 | 0 | 0 | 0 | 0 | 0 | 0 | 0 | 0 | 0 | 0 | 0
[6 empty] | 0 | 0 |  | 0 | 0 | 0 | 0 | 0 | 0 | 0 | 0 | 0 | 0 | 0 | 0 | 0 | 0 | 0 | 0 | 0 | 0 | 0 | 0
[6 empty] | 0 | 0 |  | 0 | 0 | 0 | 0 | 0 | 0 | 0 | 0 | 0 | 0 | 0 | 0 | 0 | 0 | 0 | 0 | 0 | 0 | 0 | 0
[6 empty] | 0 | 0 |  | 0 | 0 | 0 | 0 | 0 | 0 | 0 | 0 | 0 | 0 | 0 | 0 | 0 | 0 | 0 | 0 | 0 | 0 | 0 | 0
[6 empty] | 0 | 0 |  | 0 | 0 | 0 | 0 | 0 | 0 | 0 | 0 | 0 | 0 | 0 | 0 | 0 | 0 | 0 | 0 | 0 | 0 | 0 | 0
[6 empty] | 0 | 0 |  | 0 | 0 | 0 | 0 | 0 | 0 | 0 | 0 | 0 | 0 | 0 | 0 | 0 | 0 | 0 | 0 | 0 | 0 | 0 | 0
[8 empty] | Total | 10164361.3057 | 26866066.649 | 78616190.7053 | 0 | 0 | 0 | 0 | 0 | 0 | 0 | 0 | 0 | 0 | 0 | 0 | 0 | 0 | 0 | 0 | 0
Step 7: Total energy requirements by customer category and by asset group
[5 empty] | Customer Categories | Sales in Year 0 (kWh) |  |  | 33-132-275kV / Mixed | 6.6-11 kV / Mixed | 400 V / Mixed
[5 empty] | Domestic (Standard) | 120857584.93 |  |  | 191881912.5382 | 189300582.083 | 182023754.5707 | 0 | 0 | 0 | 0 | 0 | 0 | 0 | 0 | 0 | 0 | 0 | 0 | 0 | 0 | 0 | 0 | 0
[5 empty] | Domestic (Large) | 11528641.46 |  |  | 18303673.4814 | 18057439.5911 | 17363300.8211 | 0 | 0 | 0 | 0 | 0 | 0 | 0 | 0 | 0 | 0 | 0 | 0 | 0 | 0 | 0 | 0 | 0
[5 empty] | Commercial Small | 14254421 |  |  | 22631310.7712 | 22326858.4601 | 21468600.677 | 0 | 0 | 0 | 0 | 0 | 0 | 0 | 0 | 0 | 0 | 0 | 0 | 0 | 0 | 0 | 0 | 0
[5 empty] | Commercial Medium | 48307167.88 |  |  | 51961203.5277 | 51019467.3667 | 0 | 0 | 0 | 0 | 0 | 0 | 0 | 0 | 0 | 0 | 0 | 0 | 0 | 0 | 0 | 0 | 0 | 0
[5 empty] | Commercial Large | 73501494 |  |  | 79061270.9653 | 77628377.7151 | 0 | 0 | 0 | 0 | 0 | 0 | 0 | 0 | 0 | 0 | 0 | 0 | 0 | 0 | 0 | 0 | 0 | 0
[5 empty] | Industrial Medium | 190015204.25 |  |  | 204388274.7572 | 200683975.8541 | 0 | 0 | 0 | 0 | 0 | 0 | 0 | 0 | 0 | 0 | 0 | 0 | 0 | 0 | 0 | 0 | 0 | 0
[5 empty] | Industrial Large | 20908500 |  |  | 21299488.95 | 0 | 0 | 0 | 0 | 0 | 0 | 0 | 0 | 0 | 0 | 0 | 0 | 0 | 0 | 0 | 0 | 0 | 0 | 0
[5 empty] | Commercial Medium-Flexi-time | 94167 |  |  | 101289.9507 | 99454.1886 | 0 | 0 | 0 | 0 | 0 | 0 | 0 | 0 | 0 | 0 | 0 | 0 | 0 | 0 | 0 | 0 | 0 | 0
[5 empty] | Commercial Large-Flexi-time | 0 |  |  | 0 | 0 | 0 | 0 | 0 | 0 | 0 | 0 | 0 | 0 | 0 | 0 | 0 | 0 | 0 | 0 | 0 | 0 | 0 | 0
[5 empty] | Industrial Medium-Flexi-time | 0 |  |  | 0 | 0 | 0 | 0 | 0 | 0 | 0 | 0 | 0 | 0 | 0 | 0 | 0 | 0 | 0 | 0 | 0 | 0 | 0 | 0
[5 empty] | Industrial Large-Flexi-time | 20045628 |  |  | 20420481.2436 | 0 | 0 | 0 | 0 | 0 | 0 | 0 | 0 | 0 | 0 | 0 | 0 | 0 | 0 | 0 | 0 | 0 | 0 | 0
[5 empty] | FBE (Domestic Indigent) | 3525704.82 |  |  | 5597654.3326 | 5522350.7492 | 5310068.2859 | 0 | 0 | 0 | 0 | 0 | 0 | 0 | 0 | 0 | 0 | 0 | 0 | 0 | 0 | 0 | 0 | 0
[5 empty] | Other consumers | 0 |  |  | 0 | 0 | 0 | 0 | 0 | 0 | 0 | 0 | 0 | 0 | 0 | 0 | 0 | 0 | 0 | 0 | 0 | 0 | 0 | 0
[5 empty] | Sold to other municipal departments | 5170544 |  |  | 8209115.4821 | 8098680.6865 | 7787362.5606 | 0 | 0 | 0 | 0 | 0 | 0 | 0 | 0 | 0 | 0 | 0 | 0 | 0 | 0 | 0 | 0 | 0
[6 empty] | 0 |  |  | 0 | 0 | 0 | 0 | 0 | 0 | 0 | 0 | 0 | 0 | 0 | 0 | 0 | 0 | 0 | 0 | 0 | 0 | 0 | 0
[6 empty] | 0 |  |  | 0 | 0 | 0 | 0 | 0 | 0 | 0 | 0 | 0 | 0 | 0 | 0 | 0 | 0 | 0 | 0 | 0 | 0 | 0 | 0
[6 empty] | 0 |  |  | 0 | 0 | 0 | 0 | 0 | 0 | 0 | 0 | 0 | 0 | 0 | 0 | 0 | 0 | 0 | 0 | 0 | 0 | 0 | 0
[6 empty] | 0 |  |  | 0 | 0 | 0 | 0 | 0 | 0 | 0 | 0 | 0 | 0 | 0 | 0 | 0 | 0 | 0 | 0 | 0 | 0 | 0 | 0
[6 empty] | 0 |  |  | 0 | 0 | 0 | 0 | 0 | 0 | 0 | 0 | 0 | 0 | 0 | 0 | 0 | 0 | 0 | 0 | 0 | 0 | 0 | 0
[6 empty] | 0 |  |  | 0 | 0 | 0 | 0 | 0 | 0 | 0 | 0 | 0 | 0 | 0 | 0 | 0 | 0 | 0 | 0 | 0 | 0 | 0 | 0
[6 empty] | 0 |  |  | 0 | 0 | 0 | 0 | 0 | 0 | 0 | 0 | 0 | 0 | 0 | 0 | 0 | 0 | 0 | 0 | 0 | 0 | 0 | 0
[6 empty] | 0 |  |  | 0 | 0 | 0 | 0 | 0 | 0 | 0 | 0 | 0 | 0 | 0 | 0 | 0 | 0 | 0 | 0 | 0 | 0 | 0 | 0
[6 empty] | 0 |  |  | 0 | 0 | 0 | 0 | 0 | 0 | 0 | 0 | 0 | 0 | 0 | 0 | 0 | 0 | 0 | 0 | 0 | 0 | 0 | 0
[6 empty] | 0 |  |  | 0 | 0 | 0 | 0 | 0 | 0 | 0 | 0 | 0 | 0 | 0 | 0 | 0 | 0 | 0 | 0 | 0 | 0 | 0 | 0
[6 empty] | 0 |  |  | 0 | 0 | 0 | 0 | 0 | 0 | 0 | 0 | 0 | 0 | 0 | 0 | 0 | 0 | 0 | 0 | 0 | 0 | 0 | 0
[8 empty] | Total | 623855676 | 572737186.6943 | 233953086.9153 | 0 | 0 | 0 | 0 | 0 | 0 | 0 | 0 | 0 | 0 | 0 | 0 | 0 | 0 | 0 | 0 | 0
TRUE
Step 8: Total energy loss factors by customer category and by asset group
[5 empty] | Customer Categories | Sales in Year 0 (kWh) | Total loss factor | Energy requirements (kWh) | 33-132-275kV / Mixed | 6.6-11 kV / Mixed | 400 V / Mixed
[5 empty] | Domestic (Standard) | 120857584.93 | 1.5877 | 191881912.5382 | 1.0136 | 1.04 | 1.5061 | 0 | 0 | 0 | 0 | 0 | 0 | 0 | 0 | 0 | 0 | 0 | 0 | 0 | 0 | 0 | 0 | 0
[5 empty] | Domestic (Large) | 11528641.46 | 1.5877 | 18303673.4814 | 1.0136 | 1.04 | 1.5061 | 0 | 0 | 0 | 0 | 0 | 0 | 0 | 0 | 0 | 0 | 0 | 0 | 0 | 0 | 0 | 0 | 0
[5 empty] | Commercial Small | 14254421 | 1.5877 | 22631310.7712 | 1.0136 | 1.04 | 1.5061 | 0 | 0 | 0 | 0 | 0 | 0 | 0 | 0 | 0 | 0 | 0 | 0 | 0 | 0 | 0 | 0 | 0
[5 empty] | Commercial Medium | 48307167.88 | 1.0756 | 51961203.5277 | 1.0185 | 1.0561 | 0 | 0 | 0 | 0 | 0 | 0 | 0 | 0 | 0 | 0 | 0 | 0 | 0 | 0 | 0 | 0 | 0 | 0
[5 empty] | Commercial Large | 73501494 | 1.0756 | 79061270.9653 | 1.0185 | 1.0561 | 0 | 0 | 0 | 0 | 0 | 0 | 0 | 0 | 0 | 0 | 0 | 0 | 0 | 0 | 0 | 0 | 0 | 0
[5 empty] | Industrial Medium | 190015204.25 | 1.0756 | 204388274.7572 | 1.0185 | 1.0561 | 0 | 0 | 0 | 0 | 0 | 0 | 0 | 0 | 0 | 0 | 0 | 0 | 0 | 0 | 0 | 0 | 0 | 0
[5 empty] | Industrial Large | 20908500 | 1.0187 | 21299488.95 | 1.0187 | 0 | 0 | 0 | 0 | 0 | 0 | 0 | 0 | 0 | 0 | 0 | 0 | 0 | 0 | 0 | 0 | 0 | 0 | 0
[5 empty] | Commercial Medium-Flexi-time | 94167 | 1.0756 | 101289.9507 | 1.0185 | 1.0561 | 0 | 0 | 0 | 0 | 0 | 0 | 0 | 0 | 0 | 0 | 0 | 0 | 0 | 0 | 0 | 0 | 0 | 0
[5 empty] | Commercial Large-Flexi-time | 0 | 0 | 0 | 0 | 0 | 0 | 0 | 0 | 0 | 0 | 0 | 0 | 0 | 0 | 0 | 0 | 0 | 0 | 0 | 0 | 0 | 0 | 0
[5 empty] | Industrial Medium-Flexi-time | 0 | 0 | 0 | 0 | 0 | 0 | 0 | 0 | 0 | 0 | 0 | 0 | 0 | 0 | 0 | 0 | 0 | 0 | 0 | 0 | 0 | 0 | 0
[5 empty] | Industrial Large-Flexi-time | 20045628 | 1.0187 | 20420481.2436 | 1.0187 | 0 | 0 | 0 | 0 | 0 | 0 | 0 | 0 | 0 | 0 | 0 | 0 | 0 | 0 | 0 | 0 | 0 | 0 | 0
[5 empty] | FBE (Domestic Indigent) | 3525704.82 | 1.5877 | 5597654.3326 | 1.0136 | 1.04 | 1.5061 | 0 | 0 | 0 | 0 | 0 | 0 | 0 | 0 | 0 | 0 | 0 | 0 | 0 | 0 | 0 | 0 | 0
[5 empty] | Other consumers | 0 | 0 | 0 | 0 | 0 | 0 | 0 | 0 | 0 | 0 | 0 | 0 | 0 | 0 | 0 | 0 | 0 | 0 | 0 | 0 | 0 | 0 | 0
[5 empty] | Sold to other municipal departments | 5170544 | 1.5877 | 8209115.4821 | 1.0136 | 1.04 | 1.5061 | 0 | 0 | 0 | 0 | 0 | 0 | 0 | 0 | 0 | 0 | 0 | 0 | 0 | 0 | 0 | 0 | 0
[6 empty] | 0 | 0 | 0 | 0 | 0 | 0 | 0 | 0 | 0 | 0 | 0 | 0 | 0 | 0 | 0 | 0 | 0 | 0 | 0 | 0 | 0 | 0 | 0
[6 empty] | 0 | 0 | 0 | 0 | 0 | 0 | 0 | 0 | 0 | 0 | 0 | 0 | 0 | 0 | 0 | 0 | 0 | 0 | 0 | 0 | 0 | 0 | 0
[6 empty] | 0 | 0 | 0 | 0 | 0 | 0 | 0 | 0 | 0 | 0 | 0 | 0 | 0 | 0 | 0 | 0 | 0 | 0 | 0 | 0 | 0 | 0 | 0
[6 empty] | 0 | 0 | 0 | 0 | 0 | 0 | 0 | 0 | 0 | 0 | 0 | 0 | 0 | 0 | 0 | 0 | 0 | 0 | 0 | 0 | 0 | 0 | 0
[6 empty] | 0 | 0 | 0 | 0 | 0 | 0 | 0 | 0 | 0 | 0 | 0 | 0 | 0 | 0 | 0 | 0 | 0 | 0 | 0 | 0 | 0 | 0 | 0
[6 empty] | 0 | 0 | 0 | 0 | 0 | 0 | 0 | 0 | 0 | 0 | 0 | 0 | 0 | 0 | 0 | 0 | 0 | 0 | 0 | 0 | 0 | 0 | 0
[6 empty] | 0 | 0 | 0 | 0 | 0 | 0 | 0 | 0 | 0 | 0 | 0 | 0 | 0 | 0 | 0 | 0 | 0 | 0 | 0 | 0 | 0 | 0 | 0
[6 empty] | 0 | 0 | 0 | 0 | 0 | 0 | 0 | 0 | 0 | 0 | 0 | 0 | 0 | 0 | 0 | 0 | 0 | 0 | 0 | 0 | 0 | 0 | 0
[6 empty] | 0 | 0 | 0 | 0 | 0 | 0 | 0 | 0 | 0 | 0 | 0 | 0 | 0 | 0 | 0 | 0 | 0 | 0 | 0 | 0 | 0 | 0 | 0
[6 empty] | 0 | 0 | 0 | 0 | 0 | 0 | 0 | 0 | 0 | 0 | 0 | 0 | 0 | 0 | 0 | 0 | 0 | 0 | 0 | 0 | 0 | 0 | 0
[6 empty] | 0 | 0 | 0 | 0 | 0 | 0 | 0 | 0 | 0 | 0 | 0 | 0 | 0 | 0 | 0 | 0 | 0 | 0 | 0 | 0 | 0 | 0 | 0
[7 empty] | Total | 623855676
TRUE
Step 9: LLF calculation and MD calibration
[5 empty] | Customer Categories | Uncalibrated MD (kVA) | Uncalibrated MD*CF (KVA) | Load Factor (%) | Loss Load Factor (%) | Total Energy losses (kWh) | Total non-coincident KVA losses (KVA) | Uncalibrated CPD (kVA) | Calibrated MD*CF (KVA) | Calibrated CPD (KVA) | Calibrated MD*CF per customer (KVA) | Calibrated MD (KVA) | Calibrated NCPD (KVA) | Calibrated MD per customer (KVA) | Calibrated Average Load Factor (%)
|  |  |  | 1 | Domestic (Standard) | 45988.4265 | 42539.2945 | 30% | 13.2% | 71024327.6082 | 61422.7269 | 99355.317 | 42539.2945 | 99355.317 | 1.7976 | 45988.4265 | 107411.1535 | 1.9433 | 30%
|  |  |  | 2 | Domestic (Large) | 4386.8499 | 4057.8361 | 30% | 13.2% | 6775032.0214 | 5859.1324 | 9477.5336 | 4057.8361 | 9477.5336 | 2.8759 | 4386.8499 | 10245.9823 | 3.109 | 30%
|  |  |  | 3 | Commercial Small | 5424.0567 | 4339.2454 | 30% | 13.2% | 8376889.7712 | 7244.4391 | 10134.7966 | 4339.2454 | 10134.7966 | 1.7646 | 5424.0567 | 12668.4958 | 2.2058 | 30%
|  |  |  | 4 | Commercial Medium | 13786.2922 | 11029.0338 | 40% | 20.8% | 3654035.6477 | 2005.42 | 12633.3698 | 11029.0338 | 12633.3698 | 36.7634 | 13786.2922 | 15791.7122 | 45.9543 | 40%
|  |  |  | 5 | Commercial Large | 16781.163 | 13424.9304 | 50% | 30% | 5559776.9653 | 2115.5925 | 15117.4044 | 13424.9304 | 15117.4044 | 372.9147 | 16781.163 | 18896.7555 | 466.1434 | 50%
|  |  |  | 6 | Industrial Medium | 43382.4667 | 34705.9734 | 50% | 30% | 14373070.5072 | 5469.2049 | 39081.3373 | 34705.9734 | 39081.3373 | 180.7603 | 43382.4667 | 48851.6716 | 225.9503 | 50%
|  |  |  | 7 | Industrial Large | 4773.6301 | 3818.9041 | 50% | 30% | 390988.95 | 148.7781 | 3937.9266 | 3818.9041 | 3937.9266 | 103.2136 | 4773.6301 | 4922.4083 | 129.017 | 50%
|  |  |  | 8 | Commercial Medium-Flexi-time | 26.8741 | 21.4993 | 40% | 20.8% | 7122.9507 | 3.9092 | 24.6267 | 21.4993 | 24.6267 | 21.4993 | 26.8741 | 30.7834 | 26.8741 | 40%
|  |  |  | 9 | Commercial Large-Flexi-time | 0 | 0 | 0% | 0% | 0 | 0 | 0 | 0 | 0 | 0 | 0 | 0 | 0 | 0%
|  |  |  | 10 | Industrial Medium-Flexi-time | 0 | 0 | 0% | 0% | 0 | 0 | 0 | 0 | 0 | 0 | 0 | 0 | 0 | 0%
|  |  |  | 11 | Industrial Large-Flexi-time | 4576.6274 | 3890.1333 | 50% | 30% | 374853.2436 | 142.6382 | 4011.3758 | 3890.1333 | 4011.3758 | 389.0133 | 4576.6274 | 4719.2656 | 457.6627 | 50%
|  |  |  | 12 | FBE (Domestic Indigent) | 1341.5924 | 1240.973 | 30% | 13.2% | 2071949.5126 | 1791.8479 | 2898.4322 | 1240.973 | 2898.4322 | 0.36096 | 1341.5924 | 3133.4403 | 0.39022 | 30%
|  |  |  | 13 | Other consumers | 0 | 0 | 0% | 0% | 0 | 0 | 0 | 0 | 0 | 0 | 0 | 0 | 0 | 0%
|  |  |  | 14 | Sold to other municipal departments | 1475.6119 | 1364.941 | 40% | 20.8% | 3038571.4821 | 1667.6389 | 2907.507 | 1364.941 | 2907.507 | 5.594 | 1475.6119 | 3143.2508 | 6.0476 | 40%
|  |  |  | 15 |  | 0 | 0 | 0% | 0% | 0 | 0 | 0 | 0 | 0 | 0 | 0 | 0 | 0 | 0%
|  |  |  | 16 |  | 0 | 0 | 0% | 0% | 0 | 0 | 0 | 0 | 0 | 0 | 0 | 0 | 0 | 0%
|  |  |  | 17 |  | 0 | 0 | 0% | 0% | 0 | 0 | 0 | 0 | 0 | 0 | 0 | 0 | 0 | 0%
|  |  |  | 18 |  | 0 | 0 | 0% | 0% | 0 | 0 | 0 | 0 | 0 | 0 | 0 | 0 | 0 | 0%
|  |  |  | 19 |  | 0 | 0 | 0% | 0% | 0 | 0 | 0 | 0 | 0 | 0 | 0 | 0 | 0 | 0%
|  |  |  | 20 |  | 0 | 0 | 0% | 0% | 0 | 0 | 0 | 0 | 0 | 0 | 0 | 0 | 0 | 0%
|  |  |  | 21 |  | 0 | 0 | 0% | 0% | 0 | 0 | 0 | 0 | 0 | 0 | 0 | 0 | 0 | 0%
|  |  |  | 22 |  | 0 | 0 | 0% | 0% | 0 | 0 | 0 | 0 | 0 | 0 | 0 | 0 | 0 | 0%
|  |  |  | 23 |  | 0 | 0 | 0% | 0% | 0 | 0 | 0 | 0 | 0 | 0 | 0 | 0 | 0 | 0%
|  |  |  | 24 |  | 0 | 0 | 0% | 0% | 0 | 0 | 0 | 0 | 0 | 0 | 0 | 0 | 0 | 0%
|  |  |  | 25 |  | 0 | 0 | 0% | 0% | 0 | 0 | 0 | 0 | 0 | 0 | 0 | 0 | 0 | 0%
[6 empty] | 141943.591 | 120432.7642 |  |  | 115646618.66 | 87871.3281 | 199579.6269 | 120432.7642 | 199579.6269 |  | 141943.591 | 229814.9191
[5 empty] | Uncalibrated MD*CF for Year 0 | KVA | 120432.7642
[5 empty] | Estimated coincident KVA losses for Year 0 | KVA | 79146.8627
[5 empty] | Actual CPD measured in Year 0 | KVA | 199579.6269
[5 empty] | Scaling MD calibration factor | % | 100%
[5 empty] | Active MD calibration factor | % | 100%
[5 empty] | Average monthly Eskom MD over system CPD net of non-Eskom contributions | % | 48.8%
Step 10: Total non-coincident KVA losses by customer category and by asset group
[5 empty] | Customer Categories | MD (KVA) | Non-coincident KVA losses incurred (KVA) |  | 33-132-275kV / Mixed | 6.6-11 kV / Mixed | 400 V / Mixed
[5 empty] | Domestic (Standard) | 45988.4265 | 61422.7269 |  | 2232.3669 | 6293.0915 | 52897.2686 | 0 | 0 | 0 | 0 | 0 | 0 | 0 | 0 | 0 | 0 | 0 | 0 | 0 | 0 | 0 | 0 | 0
[5 empty] | Domestic (Large) | 4386.8499 | 5859.1324 |  | 212.9461 | 600.2999 | 5045.8864 | 0 | 0 | 0 | 0 | 0 | 0 | 0 | 0 | 0 | 0 | 0 | 0 | 0 | 0 | 0 | 0 | 0
[5 empty] | Commercial Small | 5424.0567 | 7244.4391 |  | 263.2942 | 742.2321 | 6238.9128 | 0 | 0 | 0 | 0 | 0 | 0 | 0 | 0 | 0 | 0 | 0 | 0 | 0 | 0 | 0 | 0 | 0
[5 empty] | Commercial Medium | 13786.2922 | 2005.42 |  | 516.8468 | 1488.5732 | 0 | 0 | 0 | 0 | 0 | 0 | 0 | 0 | 0 | 0 | 0 | 0 | 0 | 0 | 0 | 0 | 0 | 0
[5 empty] | Commercial Large | 16781.163 | 2115.5925 |  | 545.241 | 1570.3515 | 0 | 0 | 0 | 0 | 0 | 0 | 0 | 0 | 0 | 0 | 0 | 0 | 0 | 0 | 0 | 0 | 0 | 0
[5 empty] | Industrial Medium | 43382.4667 | 5469.2049 |  | 1409.5506 | 4059.6543 | 0 | 0 | 0 | 0 | 0 | 0 | 0 | 0 | 0 | 0 | 0 | 0 | 0 | 0 | 0 | 0 | 0 | 0
[5 empty] | Industrial Large | 4773.6301 | 148.7781 |  | 148.7781 | 0 | 0 | 0 | 0 | 0 | 0 | 0 | 0 | 0 | 0 | 0 | 0 | 0 | 0 | 0 | 0 | 0 | 0 | 0
[5 empty] | Commercial Medium-Flexi-time | 26.8741 | 3.9092 |  | 1.0075 | 2.9017 | 0 | 0 | 0 | 0 | 0 | 0 | 0 | 0 | 0 | 0 | 0 | 0 | 0 | 0 | 0 | 0 | 0 | 0
[5 empty] | Commercial Large-Flexi-time | 0 | 0 |  | 0 | 0 | 0 | 0 | 0 | 0 | 0 | 0 | 0 | 0 | 0 | 0 | 0 | 0 | 0 | 0 | 0 | 0 | 0 | 0
[5 empty] | Industrial Medium-Flexi-time | 0 | 0 |  | 0 | 0 | 0 | 0 | 0 | 0 | 0 | 0 | 0 | 0 | 0 | 0 | 0 | 0 | 0 | 0 | 0 | 0 | 0 | 0
[5 empty] | Industrial Large-Flexi-time | 4576.6274 | 142.6382 |  | 142.6382 | 0 | 0 | 0 | 0 | 0 | 0 | 0 | 0 | 0 | 0 | 0 | 0 | 0 | 0 | 0 | 0 | 0 | 0 | 0
[5 empty] | FBE (Domestic Indigent) | 1341.5924 | 1791.8479 |  | 65.1235 | 183.5845 | 1543.1398 | 0 | 0 | 0 | 0 | 0 | 0 | 0 | 0 | 0 | 0 | 0 | 0 | 0 | 0 | 0 | 0 | 0
[5 empty] | Other consumers | 0 | 0 |  | 0 | 0 | 0 | 0 | 0 | 0 | 0 | 0 | 0 | 0 | 0 | 0 | 0 | 0 | 0 | 0 | 0 | 0 | 0 | 0
[5 empty] | Sold to other municipal departments | 1475.6119 | 1667.6389 |  | 60.6092 | 170.8586 | 1436.1711 | 0 | 0 | 0 | 0 | 0 | 0 | 0 | 0 | 0 | 0 | 0 | 0 | 0 | 0 | 0 | 0 | 0
[6 empty] | 0 | 0 |  | 0 | 0 | 0 | 0 | 0 | 0 | 0 | 0 | 0 | 0 | 0 | 0 | 0 | 0 | 0 | 0 | 0 | 0 | 0 | 0
[6 empty] | 0 | 0 |  | 0 | 0 | 0 | 0 | 0 | 0 | 0 | 0 | 0 | 0 | 0 | 0 | 0 | 0 | 0 | 0 | 0 | 0 | 0 | 0
[6 empty] | 0 | 0 |  | 0 | 0 | 0 | 0 | 0 | 0 | 0 | 0 | 0 | 0 | 0 | 0 | 0 | 0 | 0 | 0 | 0 | 0 | 0 | 0
[6 empty] | 0 | 0 |  | 0 | 0 | 0 | 0 | 0 | 0 | 0 | 0 | 0 | 0 | 0 | 0 | 0 | 0 | 0 | 0 | 0 | 0 | 0 | 0
[6 empty] | 0 | 0 |  | 0 | 0 | 0 | 0 | 0 | 0 | 0 | 0 | 0 | 0 | 0 | 0 | 0 | 0 | 0 | 0 | 0 | 0 | 0 | 0
[6 empty] | 0 | 0 |  | 0 | 0 | 0 | 0 | 0 | 0 | 0 | 0 | 0 | 0 | 0 | 0 | 0 | 0 | 0 | 0 | 0 | 0 | 0 | 0
[6 empty] | 0 | 0 |  | 0 | 0 | 0 | 0 | 0 | 0 | 0 | 0 | 0 | 0 | 0 | 0 | 0 | 0 | 0 | 0 | 0 | 0 | 0 | 0
[6 empty] | 0 | 0 |  | 0 | 0 | 0 | 0 | 0 | 0 | 0 | 0 | 0 | 0 | 0 | 0 | 0 | 0 | 0 | 0 | 0 | 0 | 0 | 0
[6 empty] | 0 | 0 |  | 0 | 0 | 0 | 0 | 0 | 0 | 0 | 0 | 0 | 0 | 0 | 0 | 0 | 0 | 0 | 0 | 0 | 0 | 0 | 0
[6 empty] | 0 | 0 |  | 0 | 0 | 0 | 0 | 0 | 0 | 0 | 0 | 0 | 0 | 0 | 0 | 0 | 0 | 0 | 0 | 0 | 0 | 0 | 0
[6 empty] | 0 | 0 |  | 0 | 0 | 0 | 0 | 0 | 0 | 0 | 0 | 0 | 0 | 0 | 0 | 0 | 0 | 0 | 0 | 0 | 0 | 0 | 0
[6 empty] | Total | 87871.3281 | 0 | 5598.402 | 15111.5474 | 67161.3787 | 0 | 0 | 0 | 0 | 0 | 0 | 0 | 0 | 0 | 0 | 0 | 0 | 0 | 0 | 0 | 0 | 0
TRUE
Step 11: Total non-coincident KVA requirements by customer category and by asset group
[5 empty] | Customer Categories | MD (KVA) |  |  | 33-132-275kV / Mixed | 6.6-11 kV / Mixed | 400 V / Mixed
[5 empty] | Domestic (Standard) | 45988.4265 |  |  | 107411.1535 | 105178.7866 | 98885.6951 | 0 | 0 | 0 | 0 | 0 | 0 | 0 | 0 | 0 | 0 | 0 | 0 | 0 | 0 | 0 | 0 | 0
[5 empty] | Domestic (Large) | 4386.8499 |  |  | 10245.9823 | 10033.0362 | 9432.7363 | 0 | 0 | 0 | 0 | 0 | 0 | 0 | 0 | 0 | 0 | 0 | 0 | 0 | 0 | 0 | 0 | 0
[5 empty] | Commercial Small | 5424.0567 |  |  | 12668.4958 | 12405.2016 | 11662.9695 | 0 | 0 | 0 | 0 | 0 | 0 | 0 | 0 | 0 | 0 | 0 | 0 | 0 | 0 | 0 | 0 | 0
[5 empty] | Commercial Medium | 13786.2922 |  |  | 15791.7122 | 15274.8654 | 0 | 0 | 0 | 0 | 0 | 0 | 0 | 0 | 0 | 0 | 0 | 0 | 0 | 0 | 0 | 0 | 0 | 0
[5 empty] | Commercial Large | 16781.163 |  |  | 18896.7555 | 18351.5145 | 0 | 0 | 0 | 0 | 0 | 0 | 0 | 0 | 0 | 0 | 0 | 0 | 0 | 0 | 0 | 0 | 0 | 0
[5 empty] | Industrial Medium | 43382.4667 |  |  | 48851.6716 | 47442.1211 | 0 | 0 | 0 | 0 | 0 | 0 | 0 | 0 | 0 | 0 | 0 | 0 | 0 | 0 | 0 | 0 | 0 | 0
[5 empty] | Industrial Large | 4773.6301 |  |  | 4922.4083 | 0 | 0 | 0 | 0 | 0 | 0 | 0 | 0 | 0 | 0 | 0 | 0 | 0 | 0 | 0 | 0 | 0 | 0 | 0
[5 empty] | Commercial Medium-Flexi-time | 26.8741 |  |  | 30.7834 | 29.7759 | 0 | 0 | 0 | 0 | 0 | 0 | 0 | 0 | 0 | 0 | 0 | 0 | 0 | 0 | 0 | 0 | 0 | 0
[5 empty] | Commercial Large-Flexi-time | 0 |  |  | 0 | 0 | 0 | 0 | 0 | 0 | 0 | 0 | 0 | 0 | 0 | 0 | 0 | 0 | 0 | 0 | 0 | 0 | 0 | 0
[5 empty] | Industrial Medium-Flexi-time | 0 |  |  | 0 | 0 | 0 | 0 | 0 | 0 | 0 | 0 | 0 | 0 | 0 | 0 | 0 | 0 | 0 | 0 | 0 | 0 | 0 | 0
[5 empty] | Industrial Large-Flexi-time | 4576.6274 |  |  | 4719.2656 | 0 | 0 | 0 | 0 | 0 | 0 | 0 | 0 | 0 | 0 | 0 | 0 | 0 | 0 | 0 | 0 | 0 | 0 | 0
[5 empty] | FBE (Domestic Indigent) | 1341.5924 |  |  | 3133.4403 | 3068.3168 | 2884.7322 | 0 | 0 | 0 | 0 | 0 | 0 | 0 | 0 | 0 | 0 | 0 | 0 | 0 | 0 | 0 | 0 | 0
[5 empty] | Other consumers | 0 |  |  | 0 | 0 | 0 | 0 | 0 | 0 | 0 | 0 | 0 | 0 | 0 | 0 | 0 | 0 | 0 | 0 | 0 | 0 | 0 | 0
[5 empty] | Sold to other municipal departments | 1475.6119 |  |  | 3143.2508 | 3082.6416 | 2911.7829 | 0 | 0 | 0 | 0 | 0 | 0 | 0 | 0 | 0 | 0 | 0 | 0 | 0 | 0 | 0 | 0 | 0
[6 empty] | 0 |  |  | 0 | 0 | 0 | 0 | 0 | 0 | 0 | 0 | 0 | 0 | 0 | 0 | 0 | 0 | 0 | 0 | 0 | 0 | 0 | 0
[6 empty] | 0 |  |  | 0 | 0 | 0 | 0 | 0 | 0 | 0 | 0 | 0 | 0 | 0 | 0 | 0 | 0 | 0 | 0 | 0 | 0 | 0 | 0
[6 empty] | 0 |  |  | 0 | 0 | 0 | 0 | 0 | 0 | 0 | 0 | 0 | 0 | 0 | 0 | 0 | 0 | 0 | 0 | 0 | 0 | 0 | 0
[6 empty] | 0 |  |  | 0 | 0 | 0 | 0 | 0 | 0 | 0 | 0 | 0 | 0 | 0 | 0 | 0 | 0 | 0 | 0 | 0 | 0 | 0 | 0
[6 empty] | 0 |  |  | 0 | 0 | 0 | 0 | 0 | 0 | 0 | 0 | 0 | 0 | 0 | 0 | 0 | 0 | 0 | 0 | 0 | 0 | 0 | 0
[6 empty] | 0 |  |  | 0 | 0 | 0 | 0 | 0 | 0 | 0 | 0 | 0 | 0 | 0 | 0 | 0 | 0 | 0 | 0 | 0 | 0 | 0 | 0
[6 empty] | 0 |  |  | 0 | 0 | 0 | 0 | 0 | 0 | 0 | 0 | 0 | 0 | 0 | 0 | 0 | 0 | 0 | 0 | 0 | 0 | 0 | 0
[6 empty] | 0 |  |  | 0 | 0 | 0 | 0 | 0 | 0 | 0 | 0 | 0 | 0 | 0 | 0 | 0 | 0 | 0 | 0 | 0 | 0 | 0 | 0
[6 empty] | 0 |  |  | 0 | 0 | 0 | 0 | 0 | 0 | 0 | 0 | 0 | 0 | 0 | 0 | 0 | 0 | 0 | 0 | 0 | 0 | 0 | 0
[6 empty] | 0 |  |  | 0 | 0 | 0 | 0 | 0 | 0 | 0 | 0 | 0 | 0 | 0 | 0 | 0 | 0 | 0 | 0 | 0 | 0 | 0 | 0
[6 empty] | 0 |  |  | 0 | 0 | 0 | 0 | 0 | 0 | 0 | 0 | 0 | 0 | 0 | 0 | 0 | 0 | 0 | 0 | 0 | 0 | 0 | 0
[8 empty] | Total | 229814.9191 | 214866.2596 | 125777.9161 | 0 | 0 | 0 | 0 | 0 | 0 | 0 | 0 | 0 | 0 | 0 | 0 | 0 | 0 | 0 | 0 | 0
TRUE
Step 12: Total KVA loss factors by customer category and by asset group
[5 empty] | Customer Categories | MD (KVA) | Total loss factor | Non-coincident peak (KVA) | 33-132-275kV / Mixed | 6.6-11 kV / Mixed | 400 V / Mixed
[5 empty] | Domestic (Standard) | 45988.4265 | 2.3356 | 107411.1535 | 1.0212 | 1.0636 | 2.1502 | 0 | 0 | 0 | 0 | 0 | 0 | 0 | 0 | 0 | 0 | 0 | 0 | 0 | 0 | 0 | 0 | 0
[5 empty] | Domestic (Large) | 4386.8499 | 2.3356 | 10245.9823 | 1.0212 | 1.0636 | 2.1502 | 0 | 0 | 0 | 0 | 0 | 0 | 0 | 0 | 0 | 0 | 0 | 0 | 0 | 0 | 0 | 0 | 0
[5 empty] | Commercial Small | 5424.0567 | 2.3356 | 12668.4958 | 1.0212 | 1.0636 | 2.1502 | 0 | 0 | 0 | 0 | 0 | 0 | 0 | 0 | 0 | 0 | 0 | 0 | 0 | 0 | 0 | 0 | 0
[5 empty] | Commercial Medium | 13786.2922 | 1.1455 | 15791.7122 | 1.0338 | 1.108 | 0 | 0 | 0 | 0 | 0 | 0 | 0 | 0 | 0 | 0 | 0 | 0 | 0 | 0 | 0 | 0 | 0 | 0
[5 empty] | Commercial Large | 16781.163 | 1.1261 | 18896.7555 | 1.0297 | 1.0936 | 0 | 0 | 0 | 0 | 0 | 0 | 0 | 0 | 0 | 0 | 0 | 0 | 0 | 0 | 0 | 0 | 0 | 0
[5 empty] | Industrial Medium | 43382.4667 | 1.1261 | 48851.6716 | 1.0297 | 1.0936 | 0 | 0 | 0 | 0 | 0 | 0 | 0 | 0 | 0 | 0 | 0 | 0 | 0 | 0 | 0 | 0 | 0 | 0
[5 empty] | Industrial Large | 4773.6301 | 1.0312 | 4922.4083 | 1.0312 | 0 | 0 | 0 | 0 | 0 | 0 | 0 | 0 | 0 | 0 | 0 | 0 | 0 | 0 | 0 | 0 | 0 | 0 | 0
[5 empty] | Commercial Medium-Flexi-time | 26.8741 | 1.1455 | 30.7834 | 1.0338 | 1.108 | 0 | 0 | 0 | 0 | 0 | 0 | 0 | 0 | 0 | 0 | 0 | 0 | 0 | 0 | 0 | 0 | 0 | 0
[5 empty] | Commercial Large-Flexi-time | 0 | 0 | 0 | 0 | 0 | 0 | 0 | 0 | 0 | 0 | 0 | 0 | 0 | 0 | 0 | 0 | 0 | 0 | 0 | 0 | 0 | 0 | 0
[5 empty] | Industrial Medium-Flexi-time | 0 | 0 | 0 | 0 | 0 | 0 | 0 | 0 | 0 | 0 | 0 | 0 | 0 | 0 | 0 | 0 | 0 | 0 | 0 | 0 | 0 | 0 | 0
[5 empty] | Industrial Large-Flexi-time | 4576.6274 | 1.0312 | 4719.2656 | 1.0312 | 0 | 0 | 0 | 0 | 0 | 0 | 0 | 0 | 0 | 0 | 0 | 0 | 0 | 0 | 0 | 0 | 0 | 0 | 0
[5 empty] | FBE (Domestic Indigent) | 1341.5924 | 2.3356 | 3133.4403 | 1.0212 | 1.0636 | 2.1502 | 0 | 0 | 0 | 0 | 0 | 0 | 0 | 0 | 0 | 0 | 0 | 0 | 0 | 0 | 0 | 0 | 0
[5 empty] | Other consumers | 0 | 0 | 0 | 0 | 0 | 0 | 0 | 0 | 0 | 0 | 0 | 0 | 0 | 0 | 0 | 0 | 0 | 0 | 0 | 0 | 0 | 0 | 0
[5 empty] | Sold to other municipal departments | 1475.6119 | 2.1301 | 3143.2508 | 1.0197 | 1.0587 | 1.9733 | 0 | 0 | 0 | 0 | 0 | 0 | 0 | 0 | 0 | 0 | 0 | 0 | 0 | 0 | 0 | 0 | 0
[6 empty] | 0 | 0 | 0 | 0 | 0 | 0 | 0 | 0 | 0 | 0 | 0 | 0 | 0 | 0 | 0 | 0 | 0 | 0 | 0 | 0 | 0 | 0 | 0
[6 empty] | 0 | 0 | 0 | 0 | 0 | 0 | 0 | 0 | 0 | 0 | 0 | 0 | 0 | 0 | 0 | 0 | 0 | 0 | 0 | 0 | 0 | 0 | 0
[6 empty] | 0 | 0 | 0 | 0 | 0 | 0 | 0 | 0 | 0 | 0 | 0 | 0 | 0 | 0 | 0 | 0 | 0 | 0 | 0 | 0 | 0 | 0 | 0
[6 empty] | 0 | 0 | 0 | 0 | 0 | 0 | 0 | 0 | 0 | 0 | 0 | 0 | 0 | 0 | 0 | 0 | 0 | 0 | 0 | 0 | 0 | 0 | 0
[6 empty] | 0 | 0 | 0 | 0 | 0 | 0 | 0 | 0 | 0 | 0 | 0 | 0 | 0 | 0 | 0 | 0 | 0 | 0 | 0 | 0 | 0 | 0 | 0
[6 empty] | 0 | 0 | 0 | 0 | 0 | 0 | 0 | 0 | 0 | 0 | 0 | 0 | 0 | 0 | 0 | 0 | 0 | 0 | 0 | 0 | 0 | 0 | 0
[6 empty] | 0 | 0 | 0 | 0 | 0 | 0 | 0 | 0 | 0 | 0 | 0 | 0 | 0 | 0 | 0 | 0 | 0 | 0 | 0 | 0 | 0 | 0 | 0
[6 empty] | 0 | 0 | 0 | 0 | 0 | 0 | 0 | 0 | 0 | 0 | 0 | 0 | 0 | 0 | 0 | 0 | 0 | 0 | 0 | 0 | 0 | 0 | 0
[6 empty] | 0 | 0 | 0 | 0 | 0 | 0 | 0 | 0 | 0 | 0 | 0 | 0 | 0 | 0 | 0 | 0 | 0 | 0 | 0 | 0 | 0 | 0 | 0
[6 empty] | 0 | 0 | 0 | 0 | 0 | 0 | 0 | 0 | 0 | 0 | 0 | 0 | 0 | 0 | 0 | 0 | 0 | 0 | 0 | 0 | 0 | 0 | 0
[6 empty] | 0 | 0 | 0 | 0 | 0 | 0 | 0 | 0 | 0 | 0 | 0 | 0 | 0 | 0 | 0 | 0 | 0 | 0 | 0 | 0 | 0 | 0 | 0
[7 empty] | Total | 229814.9191
TRUE
End of sheet
1. Input Data
Next sheet >
< Previous sheet
Map
Guide

## Technical forecasts (Year 2)
Technical forecasts (Year 2)
This sheet is the forecast of energy and demand requirement for each customer category
[5 empty] | Year | 2
|  | Step 1: NTL reduction calculations |  |  | Step 1: Loss reduction calculations
[5 empty] | Energy NTL estimated in Year 0 | kWh | 70142581.7704 |  | Increase in DG purchases between Year 0 and Year 2 | kWh | 0
[5 empty] | Year on year reduction factor | % | 0% |  | DG-induced reduction in technical losses | kWh | 0
[5 empty] | Energy NTL estimated in Year 2 | kWh | 70142581.7704
[5 empty] | Energy NTL reductions in Year 2 | kWh | 0
Step 2: Energy and demand calculations by customer category
[5 empty] | Customer Categories | Sales in Year 2 (kWh) | Energy loss reduction (kWh) | Energy requirements (kWh) | Total energy loss factor in Year 2 (%) | Customer base in Year 2 (#) | MD in Year 2 (KVA) | Load Factor in Year 2 (%) | LLF in Year 2 | Non-coincident demand loss reduction (KVA) | Total CPD in Year 2 (KVA) | Total NCPD in Year 2 (KVA) | Total demand loss factor in Year 2 (%) | MD*CF in Year 2 (KVA)
|  |  |  | 1 | Domestic (Standard) | 138369848.9864 | 0 | 219685601.665 | 1.5877 | 23901.65 | 46448.3108 | 34.01% | 16.05% | 0 | 100348.8701 | 107871.0377 | 2.3224 | 42964.6875
|  |  |  | 2 | Domestic (Large) | 11760367.1533 | 0 | 18671577.3184 | 1.5877 | 1425.11 | 4430.7184 | 30.3% | 13.4% | 0 | 9572.309 | 10289.8508 | 2.3224 | 4098.4145
|  |  |  | 3 | Commercial Small | 14830299.6084 | 0 | 23545615.7263 | 1.5877 | 2483.59 | 5478.2973 | 30.9% | 13.82% | 0 | 10236.1446 | 12722.7363 | 2.3224 | 4382.6378
|  |  |  | 4 | Commercial Medium | 50258777.4624 | 0 | 54060436.1503 | 1.0756 | 303 | 13924.1551 | 41.2% | 21.82% | 0 | 12759.7034 | 15929.5751 | 1.144 | 11139.3241
|  |  |  | 5 | Commercial Large | 76470954.3576 | 0 | 82255346.3123 | 1.0756 | 36.36 | 16948.9746 | 51.5% | 31.52% | 0 | 15268.5784 | 19064.5671 | 1.1248 | 13559.1797
|  |  |  | 6 | Industrial Medium | 213501083.4953 | 0 | 229650665.5171 | 1.0756 | 193.92 | 43816.2914 | 55.62% | 35.88% | 0 | 39472.1507 | 49285.4963 | 1.1248 | 35053.0331
|  |  |  | 7 | Industrial Large | 22181827.65 | 0 | 22596627.8271 | 1.0187 | 37.37 | 4821.3664 | 52.52% | 32.57% | 0 | 3977.3059 | 4970.1446 | 1.0309 | 3857.0932
|  |  |  | 8 | Commercial Medium-Flexi-time | 94167.9417 | 0 | 101290.9636 | 1.0756 | 1.01 | 27.1429 | 39.6% | 20.47% | 0 | 24.873 | 31.0521 | 1.144 | 21.7143
|  |  |  | 9 | Commercial Large-Flexi-time | 0 | 0 | 0 | 0 | 0 | 0 | 0% | 0% | 0 | 0 | 0 | 0 | 0
|  |  |  | 10 | Industrial Medium-Flexi-time | 0 | 0 | 0 | 0 | 0 | 0 | 0% | 0% | 0 | 0 | 0 | 0 | 0
|  |  |  | 11 | Industrial Large-Flexi-time | 20448545.1228 | 0 | 20830932.9166 | 1.0187 | 12 | 5491.9529 | 42.5% | 22.95% | 0 | 4813.6509 | 5634.5911 | 1.026 | 4668.1599
|  |  |  | 12 | FBE (Domestic Indigent) | 4188889.8966 | 0 | 6650573.1125 | 1.5877 | 3472.38 | 1355.0083 | 35.29% | 17.02% | 0 | 2927.4166 | 3146.8562 | 2.3224 | 1253.3827
|  |  |  | 13 | Other consumers | 0 | 0 | 0 | 0 | 0 | 0 | 0% | 0% | 0 | 0 | 0 | 0 | 0
|  |  |  | 14 | Sold to other municipal departments | 5180890.2585 | 0 | 8225541.9222 | 1.5877 | 246.44 | 1490.368 | 39.68% | 20.53% | 0 | 2936.582 | 3158.0069 | 2.1189 | 1378.5904
|  |  |  | 15 |  | 0 | 0 | 0 | 0 | 0 | 0 | 0% | 0% | 0 | 0 | 0 | 0 | 0
|  |  |  | 16 |  | 0 | 0 | 0 | 0 | 0 | 0 | 0% | 0% | 0 | 0 | 0 | 0 | 0
|  |  |  | 17 |  | 0 | 0 | 0 | 0 | 0 | 0 | 0% | 0% | 0 | 0 | 0 | 0 | 0
|  |  |  | 18 |  | 0 | 0 | 0 | 0 | 0 | 0 | 0% | 0% | 0 | 0 | 0 | 0 | 0
|  |  |  | 19 |  | 0 | 0 | 0 | 0 | 0 | 0 | 0% | 0% | 0 | 0 | 0 | 0 | 0
|  |  |  | 20 |  | 0 | 0 | 0 | 0 | 0 | 0 | 0% | 0% | 0 | 0 | 0 | 0 | 0
|  |  |  | 21 |  | 0 | 0 | 0 | 0 | 0 | 0 | 0% | 0% | 0 | 0 | 0 | 0 | 0
|  |  |  | 22 |  | 0 | 0 | 0 | 0 | 0 | 0 | 0% | 0% | 0 | 0 | 0 | 0 | 0
|  |  |  | 23 |  | 0 | 0 | 0 | 0 | 0 | 0 | 0% | 0% | 0 | 0 | 0 | 0 | 0
|  |  |  | 24 |  | 0 | 0 | 0 | 0 | 0 | 0 | 0% | 0% | 0 | 0 | 0 | 0 | 0
|  |  |  | 25 |  | 0 | 0 | 0 | 0 | 0 | 0 | 0% | 0% | 0 | 0 | 0 | 0 | 0
0
[6 empty] | 557285651.933 | 0 | 686274209.4314 |  | 32112.83 | 144232.5861 |  |  | 0 | 202337.5846 | 232103.9142
[5 empty] | System CPD | KVA | 202337.5846
[5 empty] | Non-Eskom contributions to meeting CPD | KVA | 0
[5 empty] | Eskom contribution to meeting CPD | KVA | 202337.5846
[5 empty] | Eskom average monthly MD | KVA | 98750.5698
Step 3: Total energy requirements by customer category and by asset group
Recalculated energy loss factors
[5 empty] | Customer Categories | Sales in Year 2 (kWh) | Total estimated loss factor (Year 0) | Total loss factor (Year 2) | 33-132-275kV / Mixed | 6.6-11 kV / Mixed | 400 V / Mixed
[5 empty] | Domestic (Standard) | 138369848.9864 | 1.5877 | 1.5877 | 1.0136 | 1.04 | 1.5061 | 0 | 0 | 0 | 0 | 0 | 0 | 0 | 0 | 0 | 0 | 0 | 0 | 0 | 0 | 0 | 0 | 0
[5 empty] | Domestic (Large) | 11760367.1533 | 1.5877 | 1.5877 | 1.0136 | 1.04 | 1.5061 | 0 | 0 | 0 | 0 | 0 | 0 | 0 | 0 | 0 | 0 | 0 | 0 | 0 | 0 | 0 | 0 | 0
[5 empty] | Commercial Small | 14830299.6084 | 1.5877 | 1.5877 | 1.0136 | 1.04 | 1.5061 | 0 | 0 | 0 | 0 | 0 | 0 | 0 | 0 | 0 | 0 | 0 | 0 | 0 | 0 | 0 | 0 | 0
[5 empty] | Commercial Medium | 50258777.4624 | 1.0756 | 1.0756 | 1.0185 | 1.0561 | 0 | 0 | 0 | 0 | 0 | 0 | 0 | 0 | 0 | 0 | 0 | 0 | 0 | 0 | 0 | 0 | 0 | 0
[5 empty] | Commercial Large | 76470954.3576 | 1.0756 | 1.0756 | 1.0185 | 1.0561 | 0 | 0 | 0 | 0 | 0 | 0 | 0 | 0 | 0 | 0 | 0 | 0 | 0 | 0 | 0 | 0 | 0 | 0
[5 empty] | Industrial Medium | 213501083.4953 | 1.0756 | 1.0756 | 1.0185 | 1.0561 | 0 | 0 | 0 | 0 | 0 | 0 | 0 | 0 | 0 | 0 | 0 | 0 | 0 | 0 | 0 | 0 | 0 | 0
[5 empty] | Industrial Large | 22181827.65 | 1.0187 | 1.0187 | 1.0187 | 0 | 0 | 0 | 0 | 0 | 0 | 0 | 0 | 0 | 0 | 0 | 0 | 0 | 0 | 0 | 0 | 0 | 0 | 0
[5 empty] | Commercial Medium-Flexi-time | 94167.9417 | 1.0756 | 1.0756 | 1.0185 | 1.0561 | 0 | 0 | 0 | 0 | 0 | 0 | 0 | 0 | 0 | 0 | 0 | 0 | 0 | 0 | 0 | 0 | 0 | 0
[5 empty] | Commercial Large-Flexi-time | 0 | 0 | 0 | 0 | 0 | 0 | 0 | 0 | 0 | 0 | 0 | 0 | 0 | 0 | 0 | 0 | 0 | 0 | 0 | 0 | 0 | 0 | 0
[5 empty] | Industrial Medium-Flexi-time | 0 | 0 | 0 | 0 | 0 | 0 | 0 | 0 | 0 | 0 | 0 | 0 | 0 | 0 | 0 | 0 | 0 | 0 | 0 | 0 | 0 | 0 | 0
[5 empty] | Industrial Large-Flexi-time | 20448545.1228 | 1.0187 | 1.0187 | 1.0187 | 0 | 0 | 0 | 0 | 0 | 0 | 0 | 0 | 0 | 0 | 0 | 0 | 0 | 0 | 0 | 0 | 0 | 0 | 0
[5 empty] | FBE (Domestic Indigent) | 4188889.8966 | 1.5877 | 1.5877 | 1.0136 | 1.04 | 1.5061 | 0 | 0 | 0 | 0 | 0 | 0 | 0 | 0 | 0 | 0 | 0 | 0 | 0 | 0 | 0 | 0 | 0
[5 empty] | Other consumers | 0 | 0 | 0 | 0 | 0 | 0 | 0 | 0 | 0 | 0 | 0 | 0 | 0 | 0 | 0 | 0 | 0 | 0 | 0 | 0 | 0 | 0 | 0
[5 empty] | Sold to other municipal departments | 5180890.2585 | 1.5877 | 1.5877 | 1.0136 | 1.04 | 1.5061 | 0 | 0 | 0 | 0 | 0 | 0 | 0 | 0 | 0 | 0 | 0 | 0 | 0 | 0 | 0 | 0 | 0
[6 empty] | 0 | 0 | 0 | 0 | 0 | 0 | 0 | 0 | 0 | 0 | 0 | 0 | 0 | 0 | 0 | 0 | 0 | 0 | 0 | 0 | 0 | 0 | 0
[6 empty] | 0 | 0 | 0 | 0 | 0 | 0 | 0 | 0 | 0 | 0 | 0 | 0 | 0 | 0 | 0 | 0 | 0 | 0 | 0 | 0 | 0 | 0 | 0
[6 empty] | 0 | 0 | 0 | 0 | 0 | 0 | 0 | 0 | 0 | 0 | 0 | 0 | 0 | 0 | 0 | 0 | 0 | 0 | 0 | 0 | 0 | 0 | 0
[6 empty] | 0 | 0 | 0 | 0 | 0 | 0 | 0 | 0 | 0 | 0 | 0 | 0 | 0 | 0 | 0 | 0 | 0 | 0 | 0 | 0 | 0 | 0 | 0
[6 empty] | 0 | 0 | 0 | 0 | 0 | 0 | 0 | 0 | 0 | 0 | 0 | 0 | 0 | 0 | 0 | 0 | 0 | 0 | 0 | 0 | 0 | 0 | 0
[6 empty] | 0 | 0 | 0 | 0 | 0 | 0 | 0 | 0 | 0 | 0 | 0 | 0 | 0 | 0 | 0 | 0 | 0 | 0 | 0 | 0 | 0 | 0 | 0
[6 empty] | 0 | 0 | 0 | 0 | 0 | 0 | 0 | 0 | 0 | 0 | 0 | 0 | 0 | 0 | 0 | 0 | 0 | 0 | 0 | 0 | 0 | 0 | 0
[6 empty] | 0 | 0 | 0 | 0 | 0 | 0 | 0 | 0 | 0 | 0 | 0 | 0 | 0 | 0 | 0 | 0 | 0 | 0 | 0 | 0 | 0 | 0 | 0
[6 empty] | 0 | 0 | 0 | 0 | 0 | 0 | 0 | 0 | 0 | 0 | 0 | 0 | 0 | 0 | 0 | 0 | 0 | 0 | 0 | 0 | 0 | 0 | 0
[6 empty] | 0 | 0 | 0 | 0 | 0 | 0 | 0 | 0 | 0 | 0 | 0 | 0 | 0 | 0 | 0 | 0 | 0 | 0 | 0 | 0 | 0 | 0 | 0
[6 empty] | 0 | 0 | 0 | 0 | 0 | 0 | 0 | 0 | 0 | 0 | 0 | 0 | 0 | 0 | 0 | 0 | 0 | 0 | 0 | 0 | 0 | 0 | 0
Totals energy requirements (kWh) by asset group and customer category
[5 empty] | Customer Categories | Sales in Year 2 (kWh) | Energy Req Year 2 (kWh) |  | 33-132-275kV / Mixed | 6.6-11 kV / Mixed | 400 V / Mixed
[5 empty] | Domestic (Standard) | 138369848.9864 | 219685601.665 |  | 219685601.665 | 216730236.4268 | 208398996.608 | 0 | 0 | 0 | 0 | 0 | 0 | 0 | 0 | 0 | 0 | 0 | 0 | 0 | 0 | 0 | 0 | 0
[5 empty] | Domestic (Large) | 11760367.1533 | 18671577.3184 |  | 18671577.3184 | 18420394.1269 | 17712303.1676 | 0 | 0 | 0 | 0 | 0 | 0 | 0 | 0 | 0 | 0 | 0 | 0 | 0 | 0 | 0 | 0 | 0
[5 empty] | Commercial Small | 14830299.6084 | 23545615.7263 |  | 23545615.7263 | 23228863.5418 | 22335932.1444 | 0 | 0 | 0 | 0 | 0 | 0 | 0 | 0 | 0 | 0 | 0 | 0 | 0 | 0 | 0 | 0 | 0
[5 empty] | Commercial Medium | 50258777.4624 | 54060436.1503 |  | 54060436.1503 | 53080653.8483 | 0 | 0 | 0 | 0 | 0 | 0 | 0 | 0 | 0 | 0 | 0 | 0 | 0 | 0 | 0 | 0 | 0 | 0
[5 empty] | Commercial Large | 76470954.3576 | 82255346.3123 |  | 82255346.3123 | 80764564.1748 | 0 | 0 | 0 | 0 | 0 | 0 | 0 | 0 | 0 | 0 | 0 | 0 | 0 | 0 | 0 | 0 | 0 | 0
[5 empty] | Industrial Medium | 213501083.4953 | 229650665.5171 |  | 229650665.5171 | 225488515.2697 | 0 | 0 | 0 | 0 | 0 | 0 | 0 | 0 | 0 | 0 | 0 | 0 | 0 | 0 | 0 | 0 | 0 | 0
[5 empty] | Industrial Large | 22181827.65 | 22596627.8271 |  | 22596627.8271 | 0 | 0 | 0 | 0 | 0 | 0 | 0 | 0 | 0 | 0 | 0 | 0 | 0 | 0 | 0 | 0 | 0 | 0 | 0
[5 empty] | Commercial Medium-Flexi-time | 94167.9417 | 101290.9636 |  | 101290.9636 | 99455.1831 | 0 | 0 | 0 | 0 | 0 | 0 | 0 | 0 | 0 | 0 | 0 | 0 | 0 | 0 | 0 | 0 | 0 | 0
[5 empty] | Commercial Large-Flexi-time | 0 | 0 |  | 0 | 0 | 0 | 0 | 0 | 0 | 0 | 0 | 0 | 0 | 0 | 0 | 0 | 0 | 0 | 0 | 0 | 0 | 0 | 0
[5 empty] | Industrial Medium-Flexi-time | 0 | 0 |  | 0 | 0 | 0 | 0 | 0 | 0 | 0 | 0 | 0 | 0 | 0 | 0 | 0 | 0 | 0 | 0 | 0 | 0 | 0 | 0
[5 empty] | Industrial Large-Flexi-time | 20448545.1228 | 20830932.9166 |  | 20830932.9166 | 0 | 0 | 0 | 0 | 0 | 0 | 0 | 0 | 0 | 0 | 0 | 0 | 0 | 0 | 0 | 0 | 0 | 0 | 0
[5 empty] | FBE (Domestic Indigent) | 4188889.8966 | 6650573.1125 |  | 6650573.1125 | 6561104.9251 | 6308892.1304 | 0 | 0 | 0 | 0 | 0 | 0 | 0 | 0 | 0 | 0 | 0 | 0 | 0 | 0 | 0 | 0 | 0
[5 empty] | Other consumers | 0 | 0 |  | 0 | 0 | 0 | 0 | 0 | 0 | 0 | 0 | 0 | 0 | 0 | 0 | 0 | 0 | 0 | 0 | 0 | 0 | 0 | 0
[5 empty] | Sold to other municipal departments | 5180890.2585 | 8225541.9222 |  | 8225541.9222 | 8114886.1465 | 7802945.0731 | 0 | 0 | 0 | 0 | 0 | 0 | 0 | 0 | 0 | 0 | 0 | 0 | 0 | 0 | 0 | 0 | 0
[6 empty] | 0 | 0 |  | 0 | 0 | 0 | 0 | 0 | 0 | 0 | 0 | 0 | 0 | 0 | 0 | 0 | 0 | 0 | 0 | 0 | 0 | 0 | 0
[6 empty] | 0 | 0 |  | 0 | 0 | 0 | 0 | 0 | 0 | 0 | 0 | 0 | 0 | 0 | 0 | 0 | 0 | 0 | 0 | 0 | 0 | 0 | 0
[6 empty] | 0 | 0 |  | 0 | 0 | 0 | 0 | 0 | 0 | 0 | 0 | 0 | 0 | 0 | 0 | 0 | 0 | 0 | 0 | 0 | 0 | 0 | 0
[6 empty] | 0 | 0 |  | 0 | 0 | 0 | 0 | 0 | 0 | 0 | 0 | 0 | 0 | 0 | 0 | 0 | 0 | 0 | 0 | 0 | 0 | 0 | 0
[6 empty] | 0 | 0 |  | 0 | 0 | 0 | 0 | 0 | 0 | 0 | 0 | 0 | 0 | 0 | 0 | 0 | 0 | 0 | 0 | 0 | 0 | 0 | 0
[6 empty] | 0 | 0 |  | 0 | 0 | 0 | 0 | 0 | 0 | 0 | 0 | 0 | 0 | 0 | 0 | 0 | 0 | 0 | 0 | 0 | 0 | 0 | 0
[6 empty] | 0 | 0 |  | 0 | 0 | 0 | 0 | 0 | 0 | 0 | 0 | 0 | 0 | 0 | 0 | 0 | 0 | 0 | 0 | 0 | 0 | 0 | 0
[6 empty] | 0 | 0 |  | 0 | 0 | 0 | 0 | 0 | 0 | 0 | 0 | 0 | 0 | 0 | 0 | 0 | 0 | 0 | 0 | 0 | 0 | 0 | 0
[6 empty] | 0 | 0 |  | 0 | 0 | 0 | 0 | 0 | 0 | 0 | 0 | 0 | 0 | 0 | 0 | 0 | 0 | 0 | 0 | 0 | 0 | 0 | 0
[6 empty] | 0 | 0 |  | 0 | 0 | 0 | 0 | 0 | 0 | 0 | 0 | 0 | 0 | 0 | 0 | 0 | 0 | 0 | 0 | 0 | 0 | 0 | 0
[6 empty] | 0 | 0 |  | 0 | 0 | 0 | 0 | 0 | 0 | 0 | 0 | 0 | 0 | 0 | 0 | 0 | 0 | 0 | 0 | 0 | 0 | 0 | 0
[6 empty] | Total | 686274209.4314 | 0 | 686274209.4314 | 632488673.6431 | 262559069.1235 | 0 | 0 | 0 | 0 | 0 | 0 | 0 | 0 | 0 | 0 | 0 | 0 | 0 | 0 | 0 | 0 | 0
TRUE
Totals energy requirements (% of total) by asset group and customer category
[5 empty] | Customer Categories |  |  |  | 33-132-275kV / Mixed | 6.6-11 kV / Mixed | 400 V / Mixed
[5 empty] | Domestic (Standard) |  |  |  | 32.01% | 34.27% | 79.37% | 0% | 0% | 0% | 0% | 0% | 0% | 0% | 0% | 0% | 0% | 0% | 0% | 0% | 0% | 0% | 0% | 0%
[5 empty] | Domestic (Large) |  |  |  | 2.721% | 2.912% | 6.746% | 0% | 0% | 0% | 0% | 0% | 0% | 0% | 0% | 0% | 0% | 0% | 0% | 0% | 0% | 0% | 0% | 0%
[5 empty] | Commercial Small |  |  |  | 3.431% | 3.673% | 8.507% | 0% | 0% | 0% | 0% | 0% | 0% | 0% | 0% | 0% | 0% | 0% | 0% | 0% | 0% | 0% | 0% | 0%
[5 empty] | Commercial Medium |  |  |  | 7.877% | 8.392% | 0% | 0% | 0% | 0% | 0% | 0% | 0% | 0% | 0% | 0% | 0% | 0% | 0% | 0% | 0% | 0% | 0% | 0%
[5 empty] | Commercial Large |  |  |  | 11.99% | 12.77% | 0% | 0% | 0% | 0% | 0% | 0% | 0% | 0% | 0% | 0% | 0% | 0% | 0% | 0% | 0% | 0% | 0% | 0%
[5 empty] | Industrial Medium |  |  |  | 33.46% | 35.65% | 0% | 0% | 0% | 0% | 0% | 0% | 0% | 0% | 0% | 0% | 0% | 0% | 0% | 0% | 0% | 0% | 0% | 0%
[5 empty] | Industrial Large |  |  |  | 3.293% | 0% | 0% | 0% | 0% | 0% | 0% | 0% | 0% | 0% | 0% | 0% | 0% | 0% | 0% | 0% | 0% | 0% | 0% | 0%
[5 empty] | Commercial Medium-Flexi-time |  |  |  | 0.01476% | 0.01572% | 0% | 0% | 0% | 0% | 0% | 0% | 0% | 0% | 0% | 0% | 0% | 0% | 0% | 0% | 0% | 0% | 0% | 0%
[5 empty] | Commercial Large-Flexi-time |  |  |  | 0% | 0% | 0% | 0% | 0% | 0% | 0% | 0% | 0% | 0% | 0% | 0% | 0% | 0% | 0% | 0% | 0% | 0% | 0% | 0%
[5 empty] | Industrial Medium-Flexi-time |  |  |  | 0% | 0% | 0% | 0% | 0% | 0% | 0% | 0% | 0% | 0% | 0% | 0% | 0% | 0% | 0% | 0% | 0% | 0% | 0% | 0%
[5 empty] | Industrial Large-Flexi-time |  |  |  | 3.035% | 0% | 0% | 0% | 0% | 0% | 0% | 0% | 0% | 0% | 0% | 0% | 0% | 0% | 0% | 0% | 0% | 0% | 0% | 0%
[5 empty] | FBE (Domestic Indigent) |  |  |  | 0.9691% | 1.037% | 2.403% | 0% | 0% | 0% | 0% | 0% | 0% | 0% | 0% | 0% | 0% | 0% | 0% | 0% | 0% | 0% | 0% | 0%
[5 empty] | Other consumers |  |  |  | 0% | 0% | 0% | 0% | 0% | 0% | 0% | 0% | 0% | 0% | 0% | 0% | 0% | 0% | 0% | 0% | 0% | 0% | 0% | 0%
[5 empty] | Sold to other municipal departments |  |  |  | 1.199% | 1.283% | 2.972% | 0% | 0% | 0% | 0% | 0% | 0% | 0% | 0% | 0% | 0% | 0% | 0% | 0% | 0% | 0% | 0% | 0%
[9 empty] | 0% | 0% | 0% | 0% | 0% | 0% | 0% | 0% | 0% | 0% | 0% | 0% | 0% | 0% | 0% | 0% | 0% | 0% | 0% | 0%
[9 empty] | 0% | 0% | 0% | 0% | 0% | 0% | 0% | 0% | 0% | 0% | 0% | 0% | 0% | 0% | 0% | 0% | 0% | 0% | 0% | 0%
[9 empty] | 0% | 0% | 0% | 0% | 0% | 0% | 0% | 0% | 0% | 0% | 0% | 0% | 0% | 0% | 0% | 0% | 0% | 0% | 0% | 0%
[9 empty] | 0% | 0% | 0% | 0% | 0% | 0% | 0% | 0% | 0% | 0% | 0% | 0% | 0% | 0% | 0% | 0% | 0% | 0% | 0% | 0%
[9 empty] | 0% | 0% | 0% | 0% | 0% | 0% | 0% | 0% | 0% | 0% | 0% | 0% | 0% | 0% | 0% | 0% | 0% | 0% | 0% | 0%
[9 empty] | 0% | 0% | 0% | 0% | 0% | 0% | 0% | 0% | 0% | 0% | 0% | 0% | 0% | 0% | 0% | 0% | 0% | 0% | 0% | 0%
[9 empty] | 0% | 0% | 0% | 0% | 0% | 0% | 0% | 0% | 0% | 0% | 0% | 0% | 0% | 0% | 0% | 0% | 0% | 0% | 0% | 0%
[9 empty] | 0% | 0% | 0% | 0% | 0% | 0% | 0% | 0% | 0% | 0% | 0% | 0% | 0% | 0% | 0% | 0% | 0% | 0% | 0% | 0%
[9 empty] | 0% | 0% | 0% | 0% | 0% | 0% | 0% | 0% | 0% | 0% | 0% | 0% | 0% | 0% | 0% | 0% | 0% | 0% | 0% | 0%
[9 empty] | 0% | 0% | 0% | 0% | 0% | 0% | 0% | 0% | 0% | 0% | 0% | 0% | 0% | 0% | 0% | 0% | 0% | 0% | 0% | 0%
[9 empty] | 0% | 0% | 0% | 0% | 0% | 0% | 0% | 0% | 0% | 0% | 0% | 0% | 0% | 0% | 0% | 0% | 0% | 0% | 0% | 0%
[9 empty] | 1 | 1 | 1 | 0 | 0 | 0 | 0 | 0 | 0 | 0 | 0 | 0 | 0 | 0 | 0 | 0 | 0 | 0 | 0 | 0
|  | Step 4: Total demand requirements by customer category and by asset group |  |  | Step 4: Total demand requirements by customer category and by asset group
Recalculated demand loss factors
[5 empty] | Customer Categories | MD in Year 2 (kVA) | Total loss factor (Year 0) | Total loss factor (Year 2) | 33-132-275kV / Mixed | 6.6-11 kV / Mixed | 400 V / Mixed
[5 empty] | Domestic (Standard) | 46448.3108 | 2.3356 | 2.3224 | 1.021 | 1.063 | 2.1397 | 0 | 0 | 0 | 0 | 0 | 0 | 0 | 0 | 0 | 0 | 0 | 0 | 0 | 0 | 0 | 0 | 0
[5 empty] | Domestic (Large) | 4430.7184 | 2.3356 | 2.3224 | 1.021 | 1.063 | 2.1397 | 0 | 0 | 0 | 0 | 0 | 0 | 0 | 0 | 0 | 0 | 0 | 0 | 0 | 0 | 0 | 0 | 0
[5 empty] | Commercial Small | 5478.2973 | 2.3356 | 2.3224 | 1.021 | 1.063 | 2.1397 | 0 | 0 | 0 | 0 | 0 | 0 | 0 | 0 | 0 | 0 | 0 | 0 | 0 | 0 | 0 | 0 | 0
[5 empty] | Commercial Medium | 13924.1551 | 1.1455 | 1.144 | 1.0335 | 1.1069 | 0 | 0 | 0 | 0 | 0 | 0 | 0 | 0 | 0 | 0 | 0 | 0 | 0 | 0 | 0 | 0 | 0 | 0
[5 empty] | Commercial Large | 16948.9746 | 1.1261 | 1.1248 | 1.0294 | 1.0927 | 0 | 0 | 0 | 0 | 0 | 0 | 0 | 0 | 0 | 0 | 0 | 0 | 0 | 0 | 0 | 0 | 0 | 0
[5 empty] | Industrial Medium | 43816.2914 | 1.1261 | 1.1248 | 1.0294 | 1.0927 | 0 | 0 | 0 | 0 | 0 | 0 | 0 | 0 | 0 | 0 | 0 | 0 | 0 | 0 | 0 | 0 | 0 | 0
[5 empty] | Industrial Large | 4821.3664 | 1.0312 | 1.0309 | 1.0309 | 0 | 0 | 0 | 0 | 0 | 0 | 0 | 0 | 0 | 0 | 0 | 0 | 0 | 0 | 0 | 0 | 0 | 0 | 0
[5 empty] | Commercial Medium-Flexi-time | 27.1429 | 1.1455 | 1.144 | 1.0335 | 1.1069 | 0 | 0 | 0 | 0 | 0 | 0 | 0 | 0 | 0 | 0 | 0 | 0 | 0 | 0 | 0 | 0 | 0 | 0
[5 empty] | Commercial Large-Flexi-time | 0 | 0 | 0 | 0 | 0 | 0 | 0 | 0 | 0 | 0 | 0 | 0 | 0 | 0 | 0 | 0 | 0 | 0 | 0 | 0 | 0 | 0 | 0
[5 empty] | Industrial Medium-Flexi-time | 0 | 0 | 0 | 0 | 0 | 0 | 0 | 0 | 0 | 0 | 0 | 0 | 0 | 0 | 0 | 0 | 0 | 0 | 0 | 0 | 0 | 0 | 0
[5 empty] | Industrial Large-Flexi-time | 5491.9529 | 1.0312 | 1.026 | 1.026 | 0 | 0 | 0 | 0 | 0 | 0 | 0 | 0 | 0 | 0 | 0 | 0 | 0 | 0 | 0 | 0 | 0 | 0 | 0
[5 empty] | FBE (Domestic Indigent) | 1355.0083 | 2.3356 | 2.3224 | 1.021 | 1.063 | 2.1397 | 0 | 0 | 0 | 0 | 0 | 0 | 0 | 0 | 0 | 0 | 0 | 0 | 0 | 0 | 0 | 0 | 0
[5 empty] | Other consumers | 0 | 0 | 0 | 0 | 0 | 0 | 0 | 0 | 0 | 0 | 0 | 0 | 0 | 0 | 0 | 0 | 0 | 0 | 0 | 0 | 0 | 0 | 0
[5 empty] | Sold to other municipal departments | 1490.368 | 2.1301 | 2.1189 | 1.0195 | 1.0581 | 1.9643 | 0 | 0 | 0 | 0 | 0 | 0 | 0 | 0 | 0 | 0 | 0 | 0 | 0 | 0 | 0 | 0 | 0
[6 empty] | 0 | 0 | 0 | 0 | 0 | 0 | 0 | 0 | 0 | 0 | 0 | 0 | 0 | 0 | 0 | 0 | 0 | 0 | 0 | 0 | 0 | 0 | 0
[6 empty] | 0 | 0 | 0 | 0 | 0 | 0 | 0 | 0 | 0 | 0 | 0 | 0 | 0 | 0 | 0 | 0 | 0 | 0 | 0 | 0 | 0 | 0 | 0
[6 empty] | 0 | 0 | 0 | 0 | 0 | 0 | 0 | 0 | 0 | 0 | 0 | 0 | 0 | 0 | 0 | 0 | 0 | 0 | 0 | 0 | 0 | 0 | 0
[6 empty] | 0 | 0 | 0 | 0 | 0 | 0 | 0 | 0 | 0 | 0 | 0 | 0 | 0 | 0 | 0 | 0 | 0 | 0 | 0 | 0 | 0 | 0 | 0
[6 empty] | 0 | 0 | 0 | 0 | 0 | 0 | 0 | 0 | 0 | 0 | 0 | 0 | 0 | 0 | 0 | 0 | 0 | 0 | 0 | 0 | 0 | 0 | 0
[6 empty] | 0 | 0 | 0 | 0 | 0 | 0 | 0 | 0 | 0 | 0 | 0 | 0 | 0 | 0 | 0 | 0 | 0 | 0 | 0 | 0 | 0 | 0 | 0
[6 empty] | 0 | 0 | 0 | 0 | 0 | 0 | 0 | 0 | 0 | 0 | 0 | 0 | 0 | 0 | 0 | 0 | 0 | 0 | 0 | 0 | 0 | 0 | 0
[6 empty] | 0 | 0 | 0 | 0 | 0 | 0 | 0 | 0 | 0 | 0 | 0 | 0 | 0 | 0 | 0 | 0 | 0 | 0 | 0 | 0 | 0 | 0 | 0
[6 empty] | 0 | 0 | 0 | 0 | 0 | 0 | 0 | 0 | 0 | 0 | 0 | 0 | 0 | 0 | 0 | 0 | 0 | 0 | 0 | 0 | 0 | 0 | 0
[6 empty] | 0 | 0 | 0 | 0 | 0 | 0 | 0 | 0 | 0 | 0 | 0 | 0 | 0 | 0 | 0 | 0 | 0 | 0 | 0 | 0 | 0 | 0 | 0
[6 empty] | 0 | 0 | 0 | 0 | 0 | 0 | 0 | 0 | 0 | 0 | 0 | 0 | 0 | 0 | 0 | 0 | 0 | 0 | 0 | 0 | 0 | 0 | 0
Non-coincident peak demand by asset group and customer category
[5 empty] | Customer Categories | MD in Year 2 (kVA) | NCPD in Year 2 (KVA) |  | 33-132-275kV / Mixed | 6.6-11 kV / Mixed | 400 V / Mixed
[5 empty] | Domestic (Standard) | 46448.3108 | 107871.0377 |  | 107871.0377 | 105650.9129 | 99387.3734 | 0 | 0 | 0 | 0 | 0 | 0 | 0 | 0 | 0 | 0 | 0 | 0 | 0 | 0 | 0 | 0 | 0
[5 empty] | Domestic (Large) | 4430.7184 | 10289.8508 |  | 10289.8508 | 10078.0724 | 9480.5915 | 0 | 0 | 0 | 0 | 0 | 0 | 0 | 0 | 0 | 0 | 0 | 0 | 0 | 0 | 0 | 0 | 0
[5 empty] | Commercial Small | 5478.2973 | 12722.7363 |  | 12722.7363 | 12460.886 | 11722.1394 | 0 | 0 | 0 | 0 | 0 | 0 | 0 | 0 | 0 | 0 | 0 | 0 | 0 | 0 | 0 | 0 | 0
[5 empty] | Commercial Medium | 13924.1551 | 15929.5751 |  | 15929.5751 | 15413.2132 | 0 | 0 | 0 | 0 | 0 | 0 | 0 | 0 | 0 | 0 | 0 | 0 | 0 | 0 | 0 | 0 | 0 | 0
[5 empty] | Commercial Large | 16948.9746 | 19064.5671 |  | 19064.5671 | 18519.7771 | 0 | 0 | 0 | 0 | 0 | 0 | 0 | 0 | 0 | 0 | 0 | 0 | 0 | 0 | 0 | 0 | 0 | 0
[5 empty] | Industrial Medium | 43816.2914 | 49285.4963 |  | 49285.4963 | 47877.1115 | 0 | 0 | 0 | 0 | 0 | 0 | 0 | 0 | 0 | 0 | 0 | 0 | 0 | 0 | 0 | 0 | 0 | 0
[5 empty] | Industrial Large | 4821.3664 | 4970.1446 |  | 4970.1446 | 0 | 0 | 0 | 0 | 0 | 0 | 0 | 0 | 0 | 0 | 0 | 0 | 0 | 0 | 0 | 0 | 0 | 0 | 0
[5 empty] | Commercial Medium-Flexi-time | 27.1429 | 31.0521 |  | 31.0521 | 30.0456 | 0 | 0 | 0 | 0 | 0 | 0 | 0 | 0 | 0 | 0 | 0 | 0 | 0 | 0 | 0 | 0 | 0 | 0
[5 empty] | Commercial Large-Flexi-time | 0 | 0 |  | 0 | 0 | 0 | 0 | 0 | 0 | 0 | 0 | 0 | 0 | 0 | 0 | 0 | 0 | 0 | 0 | 0 | 0 | 0 | 0
[5 empty] | Industrial Medium-Flexi-time | 0 | 0 |  | 0 | 0 | 0 | 0 | 0 | 0 | 0 | 0 | 0 | 0 | 0 | 0 | 0 | 0 | 0 | 0 | 0 | 0 | 0 | 0
[5 empty] | Industrial Large-Flexi-time | 5491.9529 | 5634.5911 |  | 5634.5911 | 0 | 0 | 0 | 0 | 0 | 0 | 0 | 0 | 0 | 0 | 0 | 0 | 0 | 0 | 0 | 0 | 0 | 0 | 0
[5 empty] | FBE (Domestic Indigent) | 1355.0083 | 3146.8562 |  | 3146.8562 | 3082.0898 | 2899.3674 | 0 | 0 | 0 | 0 | 0 | 0 | 0 | 0 | 0 | 0 | 0 | 0 | 0 | 0 | 0 | 0 | 0
[5 empty] | Other consumers | 0 | 0 |  | 0 | 0 | 0 | 0 | 0 | 0 | 0 | 0 | 0 | 0 | 0 | 0 | 0 | 0 | 0 | 0 | 0 | 0 | 0 | 0
[5 empty] | Sold to other municipal departments | 1490.368 | 3158.0069 |  | 3158.0069 | 3097.7061 | 2927.5918 | 0 | 0 | 0 | 0 | 0 | 0 | 0 | 0 | 0 | 0 | 0 | 0 | 0 | 0 | 0 | 0 | 0
[6 empty] | 0 | 0 |  | 0 | 0 | 0 | 0 | 0 | 0 | 0 | 0 | 0 | 0 | 0 | 0 | 0 | 0 | 0 | 0 | 0 | 0 | 0 | 0
[6 empty] | 0 | 0 |  | 0 | 0 | 0 | 0 | 0 | 0 | 0 | 0 | 0 | 0 | 0 | 0 | 0 | 0 | 0 | 0 | 0 | 0 | 0 | 0
[6 empty] | 0 | 0 |  | 0 | 0 | 0 | 0 | 0 | 0 | 0 | 0 | 0 | 0 | 0 | 0 | 0 | 0 | 0 | 0 | 0 | 0 | 0 | 0
[6 empty] | 0 | 0 |  | 0 | 0 | 0 | 0 | 0 | 0 | 0 | 0 | 0 | 0 | 0 | 0 | 0 | 0 | 0 | 0 | 0 | 0 | 0 | 0
[6 empty] | 0 | 0 |  | 0 | 0 | 0 | 0 | 0 | 0 | 0 | 0 | 0 | 0 | 0 | 0 | 0 | 0 | 0 | 0 | 0 | 0 | 0 | 0
[6 empty] | 0 | 0 |  | 0 | 0 | 0 | 0 | 0 | 0 | 0 | 0 | 0 | 0 | 0 | 0 | 0 | 0 | 0 | 0 | 0 | 0 | 0 | 0
[6 empty] | 0 | 0 |  | 0 | 0 | 0 | 0 | 0 | 0 | 0 | 0 | 0 | 0 | 0 | 0 | 0 | 0 | 0 | 0 | 0 | 0 | 0 | 0
[6 empty] | 0 | 0 |  | 0 | 0 | 0 | 0 | 0 | 0 | 0 | 0 | 0 | 0 | 0 | 0 | 0 | 0 | 0 | 0 | 0 | 0 | 0 | 0
[6 empty] | 0 | 0 |  | 0 | 0 | 0 | 0 | 0 | 0 | 0 | 0 | 0 | 0 | 0 | 0 | 0 | 0 | 0 | 0 | 0 | 0 | 0 | 0
[6 empty] | 0 | 0 |  | 0 | 0 | 0 | 0 | 0 | 0 | 0 | 0 | 0 | 0 | 0 | 0 | 0 | 0 | 0 | 0 | 0 | 0 | 0 | 0
[6 empty] | 0 | 0 |  | 0 | 0 | 0 | 0 | 0 | 0 | 0 | 0 | 0 | 0 | 0 | 0 | 0 | 0 | 0 | 0 | 0 | 0 | 0 | 0
[6 empty] | Total | 232103.9142 | 0 | 232103.9142 | 216209.8145 | 126417.0635 | 0 | 0 | 0 | 0 | 0 | 0 | 0 | 0 | 0 | 0 | 0 | 0 | 0 | 0 | 0 | 0 | 0
TRUE
Coincident peak demand by asset group and customer category
[5 empty] | Customer Categories | MD*CF (KVA) | CPD in Year 2 (KVA) |  | 33-132-275kV / Mixed | 6.6-11 kV / Mixed | 400 V / Mixed
[5 empty] | Domestic (Standard) | 42964.6875 | 99780.7099 |  | 99780.7099 | 97727.0944 | 91933.3204 | 0 | 0 | 0 | 0 | 0 | 0 | 0 | 0 | 0 | 0 | 0 | 0 | 0 | 0 | 0 | 0 | 0
[5 empty] | Domestic (Large) | 4098.4145 | 9518.112 |  | 9518.112 | 9322.217 | 8769.5471 | 0 | 0 | 0 | 0 | 0 | 0 | 0 | 0 | 0 | 0 | 0 | 0 | 0 | 0 | 0 | 0 | 0
[5 empty] | Commercial Small | 4382.6378 | 10178.1891 |  | 10178.1891 | 9968.7088 | 9377.7115 | 0 | 0 | 0 | 0 | 0 | 0 | 0 | 0 | 0 | 0 | 0 | 0 | 0 | 0 | 0 | 0 | 0
[5 empty] | Commercial Medium | 11139.3241 | 12743.6601 |  | 12743.6601 | 12330.5706 | 0 | 0 | 0 | 0 | 0 | 0 | 0 | 0 | 0 | 0 | 0 | 0 | 0 | 0 | 0 | 0 | 0 | 0
[5 empty] | Commercial Large | 13559.1797 | 15251.6537 |  | 15251.6537 | 14815.8216 | 0 | 0 | 0 | 0 | 0 | 0 | 0 | 0 | 0 | 0 | 0 | 0 | 0 | 0 | 0 | 0 | 0 | 0
[5 empty] | Industrial Medium | 35053.0331 | 39428.397 |  | 39428.397 | 38301.6892 | 0 | 0 | 0 | 0 | 0 | 0 | 0 | 0 | 0 | 0 | 0 | 0 | 0 | 0 | 0 | 0 | 0 | 0
[5 empty] | Industrial Large | 3857.0932 | 3976.1157 |  | 3976.1157 | 0 | 0 | 0 | 0 | 0 | 0 | 0 | 0 | 0 | 0 | 0 | 0 | 0 | 0 | 0 | 0 | 0 | 0 | 0
[5 empty] | Commercial Medium-Flexi-time | 21.7143 | 24.8417 |  | 24.8417 | 24.0365 | 0 | 0 | 0 | 0 | 0 | 0 | 0 | 0 | 0 | 0 | 0 | 0 | 0 | 0 | 0 | 0 | 0 | 0
[5 empty] | Commercial Large-Flexi-time | 0 | 0 |  | 0 | 0 | 0 | 0 | 0 | 0 | 0 | 0 | 0 | 0 | 0 | 0 | 0 | 0 | 0 | 0 | 0 | 0 | 0 | 0
[5 empty] | Industrial Medium-Flexi-time | 0 | 0 |  | 0 | 0 | 0 | 0 | 0 | 0 | 0 | 0 | 0 | 0 | 0 | 0 | 0 | 0 | 0 | 0 | 0 | 0 | 0 | 0
[5 empty] | Industrial Large-Flexi-time | 4668.1599 | 4789.4024 |  | 4789.4024 | 0 | 0 | 0 | 0 | 0 | 0 | 0 | 0 | 0 | 0 | 0 | 0 | 0 | 0 | 0 | 0 | 0 | 0 | 0
[5 empty] | FBE (Domestic Indigent) | 1253.3827 | 2910.842 |  | 2910.842 | 2850.9331 | 2681.9148 | 0 | 0 | 0 | 0 | 0 | 0 | 0 | 0 | 0 | 0 | 0 | 0 | 0 | 0 | 0 | 0 | 0
[5 empty] | Other consumers | 0 | 0 |  | 0 | 0 | 0 | 0 | 0 | 0 | 0 | 0 | 0 | 0 | 0 | 0 | 0 | 0 | 0 | 0 | 0 | 0 | 0 | 0
[5 empty] | Sold to other municipal departments | 1378.5904 | 2921.1564 |  | 2921.1564 | 2865.3781 | 2708.0224 | 0 | 0 | 0 | 0 | 0 | 0 | 0 | 0 | 0 | 0 | 0 | 0 | 0 | 0 | 0 | 0 | 0
[6 empty] | 0 | 0 |  | 0 | 0 | 0 | 0 | 0 | 0 | 0 | 0 | 0 | 0 | 0 | 0 | 0 | 0 | 0 | 0 | 0 | 0 | 0 | 0
[6 empty] | 0 | 0 |  | 0 | 0 | 0 | 0 | 0 | 0 | 0 | 0 | 0 | 0 | 0 | 0 | 0 | 0 | 0 | 0 | 0 | 0 | 0 | 0
[6 empty] | 0 | 0 |  | 0 | 0 | 0 | 0 | 0 | 0 | 0 | 0 | 0 | 0 | 0 | 0 | 0 | 0 | 0 | 0 | 0 | 0 | 0 | 0
[6 empty] | 0 | 0 |  | 0 | 0 | 0 | 0 | 0 | 0 | 0 | 0 | 0 | 0 | 0 | 0 | 0 | 0 | 0 | 0 | 0 | 0 | 0 | 0
[6 empty] | 0 | 0 |  | 0 | 0 | 0 | 0 | 0 | 0 | 0 | 0 | 0 | 0 | 0 | 0 | 0 | 0 | 0 | 0 | 0 | 0 | 0 | 0
[6 empty] | 0 | 0 |  | 0 | 0 | 0 | 0 | 0 | 0 | 0 | 0 | 0 | 0 | 0 | 0 | 0 | 0 | 0 | 0 | 0 | 0 | 0 | 0
[6 empty] | 0 | 0 |  | 0 | 0 | 0 | 0 | 0 | 0 | 0 | 0 | 0 | 0 | 0 | 0 | 0 | 0 | 0 | 0 | 0 | 0 | 0 | 0
[6 empty] | 0 | 0 |  | 0 | 0 | 0 | 0 | 0 | 0 | 0 | 0 | 0 | 0 | 0 | 0 | 0 | 0 | 0 | 0 | 0 | 0 | 0 | 0
[6 empty] | 0 | 0 |  | 0 | 0 | 0 | 0 | 0 | 0 | 0 | 0 | 0 | 0 | 0 | 0 | 0 | 0 | 0 | 0 | 0 | 0 | 0 | 0
[6 empty] | 0 | 0 |  | 0 | 0 | 0 | 0 | 0 | 0 | 0 | 0 | 0 | 0 | 0 | 0 | 0 | 0 | 0 | 0 | 0 | 0 | 0 | 0
[6 empty] | 0 | 0 |  | 0 | 0 | 0 | 0 | 0 | 0 | 0 | 0 | 0 | 0 | 0 | 0 | 0 | 0 | 0 | 0 | 0 | 0 | 0 | 0
[6 empty] | Total | 201523.0799 |  | 201523.0799 | 188206.4492 | 115470.5163 | 0 | 0 | 0 | 0 | 0 | 0 | 0 | 0 | 0 | 0 | 0 | 0 | 0 | 0 | 0 | 0 | 0
FALSE
Step 5: Excess demand calculations
Average demand calculations (KVA)
[5 empty] | Customer Categories |  |  |  | 33-132-275kV / Mixed | 6.6-11 kV / Mixed | 400 V / Mixed
[5 empty] | Domestic (Standard) |  |  |  | 25078.265 | 24740.8946 | 23789.8398 | 0 | 0 | 0 | 0 | 0 | 0 | 0 | 0 | 0 | 0 | 0 | 0 | 0 | 0 | 0 | 0 | 0
[5 empty] | Domestic (Large) |  |  |  | 2131.4586 | 2102.7847 | 2021.9524 | 0 | 0 | 0 | 0 | 0 | 0 | 0 | 0 | 0 | 0 | 0 | 0 | 0 | 0 | 0 | 0 | 0
[5 empty] | Commercial Small |  |  |  | 2687.8557 | 2651.6968 | 2549.7639 | 0 | 0 | 0 | 0 | 0 | 0 | 0 | 0 | 0 | 0 | 0 | 0 | 0 | 0 | 0 | 0 | 0
[5 empty] | Commercial Medium |  |  |  | 6171.2827 | 6059.4354 | 0 | 0 | 0 | 0 | 0 | 0 | 0 | 0 | 0 | 0 | 0 | 0 | 0 | 0 | 0 | 0 | 0 | 0
[5 empty] | Commercial Large |  |  |  | 9389.8797 | 9219.6991 | 0 | 0 | 0 | 0 | 0 | 0 | 0 | 0 | 0 | 0 | 0 | 0 | 0 | 0 | 0 | 0 | 0 | 0
[5 empty] | Industrial Medium |  |  |  | 26215.8294 | 25740.6981 | 0 | 0 | 0 | 0 | 0 | 0 | 0 | 0 | 0 | 0 | 0 | 0 | 0 | 0 | 0 | 0 | 0 | 0
[5 empty] | Industrial Large |  |  |  | 2579.5237 | 0 | 0 | 0 | 0 | 0 | 0 | 0 | 0 | 0 | 0 | 0 | 0 | 0 | 0 | 0 | 0 | 0 | 0 | 0
[5 empty] | Commercial Medium-Flexi-time |  |  |  | 11.5629 | 11.3533 | 0 | 0 | 0 | 0 | 0 | 0 | 0 | 0 | 0 | 0 | 0 | 0 | 0 | 0 | 0 | 0 | 0 | 0
[5 empty] | Commercial Large-Flexi-time |  |  |  | 0 | 0 | 0 | 0 | 0 | 0 | 0 | 0 | 0 | 0 | 0 | 0 | 0 | 0 | 0 | 0 | 0 | 0 | 0 | 0
[5 empty] | Industrial Medium-Flexi-time |  |  |  | 0 | 0 | 0 | 0 | 0 | 0 | 0 | 0 | 0 | 0 | 0 | 0 | 0 | 0 | 0 | 0 | 0 | 0 | 0 | 0
[5 empty] | Industrial Large-Flexi-time |  |  |  | 2377.9604 | 0 | 0 | 0 | 0 | 0 | 0 | 0 | 0 | 0 | 0 | 0 | 0 | 0 | 0 | 0 | 0 | 0 | 0 | 0
[5 empty] | FBE (Domestic Indigent) |  |  |  | 759.1978 | 748.9846 | 720.1932 | 0 | 0 | 0 | 0 | 0 | 0 | 0 | 0 | 0 | 0 | 0 | 0 | 0 | 0 | 0 | 0 | 0
[5 empty] | Other consumers |  |  |  | 0 | 0 | 0 | 0 | 0 | 0 | 0 | 0 | 0 | 0 | 0 | 0 | 0 | 0 | 0 | 0 | 0 | 0 | 0 | 0
[5 empty] | Sold to other municipal departments |  |  |  | 938.9888 | 926.3569 | 890.7472 | 0 | 0 | 0 | 0 | 0 | 0 | 0 | 0 | 0 | 0 | 0 | 0 | 0 | 0 | 0 | 0 | 0
[9 empty] | 0 | 0 | 0 | 0 | 0 | 0 | 0 | 0 | 0 | 0 | 0 | 0 | 0 | 0 | 0 | 0 | 0 | 0 | 0 | 0
[9 empty] | 0 | 0 | 0 | 0 | 0 | 0 | 0 | 0 | 0 | 0 | 0 | 0 | 0 | 0 | 0 | 0 | 0 | 0 | 0 | 0
[9 empty] | 0 | 0 | 0 | 0 | 0 | 0 | 0 | 0 | 0 | 0 | 0 | 0 | 0 | 0 | 0 | 0 | 0 | 0 | 0 | 0
[9 empty] | 0 | 0 | 0 | 0 | 0 | 0 | 0 | 0 | 0 | 0 | 0 | 0 | 0 | 0 | 0 | 0 | 0 | 0 | 0 | 0
[9 empty] | 0 | 0 | 0 | 0 | 0 | 0 | 0 | 0 | 0 | 0 | 0 | 0 | 0 | 0 | 0 | 0 | 0 | 0 | 0 | 0
[9 empty] | 0 | 0 | 0 | 0 | 0 | 0 | 0 | 0 | 0 | 0 | 0 | 0 | 0 | 0 | 0 | 0 | 0 | 0 | 0 | 0
[9 empty] | 0 | 0 | 0 | 0 | 0 | 0 | 0 | 0 | 0 | 0 | 0 | 0 | 0 | 0 | 0 | 0 | 0 | 0 | 0 | 0
[9 empty] | 0 | 0 | 0 | 0 | 0 | 0 | 0 | 0 | 0 | 0 | 0 | 0 | 0 | 0 | 0 | 0 | 0 | 0 | 0 | 0
[9 empty] | 0 | 0 | 0 | 0 | 0 | 0 | 0 | 0 | 0 | 0 | 0 | 0 | 0 | 0 | 0 | 0 | 0 | 0 | 0 | 0
[9 empty] | 0 | 0 | 0 | 0 | 0 | 0 | 0 | 0 | 0 | 0 | 0 | 0 | 0 | 0 | 0 | 0 | 0 | 0 | 0 | 0
[9 empty] | 0 | 0 | 0 | 0 | 0 | 0 | 0 | 0 | 0 | 0 | 0 | 0 | 0 | 0 | 0 | 0 | 0 | 0 | 0 | 0
[8 empty] | Total | 78341.8047 | 72201.9034 | 29972.4965 | 0 | 0 | 0 | 0
Excess demand calculations (KVA)
[5 empty] | Customer Categories |  |  |  | 33-132-275kV / Mixed | 6.6-11 kV / Mixed | 400 V / Mixed
[5 empty] | Domestic (Standard) |  |  |  | 82792.7727 | 80910.0183 | 75597.5336 | 0 | 0 | 0 | 0 | 0 | 0 | 0 | 0 | 0 | 0 | 0 | 0 | 0 | 0 | 0 | 0 | 0
[5 empty] | Domestic (Large) |  |  |  | 8158.3922 | 7975.2877 | 7458.6391 | 0 | 0 | 0 | 0 | 0 | 0 | 0 | 0 | 0 | 0 | 0 | 0 | 0 | 0 | 0 | 0 | 0
[5 empty] | Commercial Small |  |  |  | 10034.8806 | 9809.1893 | 9172.3755 | 0 | 0 | 0 | 0 | 0 | 0 | 0 | 0 | 0 | 0 | 0 | 0 | 0 | 0 | 0 | 0 | 0
[5 empty] | Commercial Medium |  |  |  | 9758.2924 | 9353.7778 | 0 | 0 | 0 | 0 | 0 | 0 | 0 | 0 | 0 | 0 | 0 | 0 | 0 | 0 | 0 | 0 | 0 | 0
[5 empty] | Commercial Large |  |  |  | 9674.6874 | 9300.078 | 0 | 0 | 0 | 0 | 0 | 0 | 0 | 0 | 0 | 0 | 0 | 0 | 0 | 0 | 0 | 0 | 0 | 0
[5 empty] | Industrial Medium |  |  |  | 23069.6669 | 22136.4134 | 0 | 0 | 0 | 0 | 0 | 0 | 0 | 0 | 0 | 0 | 0 | 0 | 0 | 0 | 0 | 0 | 0 | 0
[5 empty] | Industrial Large |  |  |  | 2390.6209 | 0 | 0 | 0 | 0 | 0 | 0 | 0 | 0 | 0 | 0 | 0 | 0 | 0 | 0 | 0 | 0 | 0 | 0 | 0
[5 empty] | Commercial Medium-Flexi-time |  |  |  | 19.4892 | 18.6922 | 0 | 0 | 0 | 0 | 0 | 0 | 0 | 0 | 0 | 0 | 0 | 0 | 0 | 0 | 0 | 0 | 0 | 0
[5 empty] | Commercial Large-Flexi-time |  |  |  | 0 | 0 | 0 | 0 | 0 | 0 | 0 | 0 | 0 | 0 | 0 | 0 | 0 | 0 | 0 | 0 | 0 | 0 | 0 | 0
[5 empty] | Industrial Medium-Flexi-time |  |  |  | 0 | 0 | 0 | 0 | 0 | 0 | 0 | 0 | 0 | 0 | 0 | 0 | 0 | 0 | 0 | 0 | 0 | 0 | 0 | 0
[5 empty] | Industrial Large-Flexi-time |  |  |  | 3256.6307 | 0 | 0 | 0 | 0 | 0 | 0 | 0 | 0 | 0 | 0 | 0 | 0 | 0 | 0 | 0 | 0 | 0 | 0 | 0
[5 empty] | FBE (Domestic Indigent) |  |  |  | 2387.6583 | 2333.1052 | 2179.1742 | 0 | 0 | 0 | 0 | 0 | 0 | 0 | 0 | 0 | 0 | 0 | 0 | 0 | 0 | 0 | 0 | 0
[5 empty] | Other consumers |  |  |  | 0 | 0 | 0 | 0 | 0 | 0 | 0 | 0 | 0 | 0 | 0 | 0 | 0 | 0 | 0 | 0 | 0 | 0 | 0 | 0
[5 empty] | Sold to other municipal departments |  |  |  | 2219.0181 | 2171.3492 | 2036.8446 | 0 | 0 | 0 | 0 | 0 | 0 | 0 | 0 | 0 | 0 | 0 | 0 | 0 | 0 | 0 | 0 | 0
[9 empty] | 0 | 0 | 0 | 0 | 0 | 0 | 0 | 0 | 0 | 0 | 0 | 0 | 0 | 0 | 0 | 0 | 0 | 0 | 0 | 0
[9 empty] | 0 | 0 | 0 | 0 | 0 | 0 | 0 | 0 | 0 | 0 | 0 | 0 | 0 | 0 | 0 | 0 | 0 | 0 | 0 | 0
[9 empty] | 0 | 0 | 0 | 0 | 0 | 0 | 0 | 0 | 0 | 0 | 0 | 0 | 0 | 0 | 0 | 0 | 0 | 0 | 0 | 0
[9 empty] | 0 | 0 | 0 | 0 | 0 | 0 | 0 | 0 | 0 | 0 | 0 | 0 | 0 | 0 | 0 | 0 | 0 | 0 | 0 | 0
[9 empty] | 0 | 0 | 0 | 0 | 0 | 0 | 0 | 0 | 0 | 0 | 0 | 0 | 0 | 0 | 0 | 0 | 0 | 0 | 0 | 0
[9 empty] | 0 | 0 | 0 | 0 | 0 | 0 | 0 | 0 | 0 | 0 | 0 | 0 | 0 | 0 | 0 | 0 | 0 | 0 | 0 | 0
[9 empty] | 0 | 0 | 0 | 0 | 0 | 0 | 0 | 0 | 0 | 0 | 0 | 0 | 0 | 0 | 0 | 0 | 0 | 0 | 0 | 0
[9 empty] | 0 | 0 | 0 | 0 | 0 | 0 | 0 | 0 | 0 | 0 | 0 | 0 | 0 | 0 | 0 | 0 | 0 | 0 | 0 | 0
[9 empty] | 0 | 0 | 0 | 0 | 0 | 0 | 0 | 0 | 0 | 0 | 0 | 0 | 0 | 0 | 0 | 0 | 0 | 0 | 0 | 0
[9 empty] | 0 | 0 | 0 | 0 | 0 | 0 | 0 | 0 | 0 | 0 | 0 | 0 | 0 | 0 | 0 | 0 | 0 | 0 | 0 | 0
[9 empty] | 0 | 0 | 0 | 0 | 0 | 0 | 0 | 0 | 0 | 0 | 0 | 0 | 0 | 0 | 0 | 0 | 0 | 0 | 0 | 0
[8 empty] | Total | 153762.1095 | 144007.9111 | 96444.567 | 0 | 0 | 0 | 0 | 0 | 0 | 0 | 0 | 0 | 0 | 0 | 0 | 0 | 0 | 0 | 0 | 0
[8 empty] | System Excess Demand | 123181.2752 | 116004.5459 | 85498.0198 | 0 | 0 | 0 | 0 | 0 | 0 | 0 | 0 | 0 | 0 | 0 | 0 | 0 | 0 | 0 | 0 | 0
Excess demand % calculations
[5 empty] | Customer Categories |  |  |  | 33-132-275kV / Mixed | 6.6-11 kV / Mixed | 400 V / Mixed
[5 empty] | Domestic (Standard) |  |  |  | 53.84% | 56.18% | 78.38% | 0% | 0% | 0% | 0% | 0% | 0% | 0% | 0% | 0% | 0% | 0% | 0% | 0% | 0% | 0% | 0% | 0%
[5 empty] | Domestic (Large) |  |  |  | 5.306% | 5.538% | 7.734% | 0% | 0% | 0% | 0% | 0% | 0% | 0% | 0% | 0% | 0% | 0% | 0% | 0% | 0% | 0% | 0% | 0%
[5 empty] | Commercial Small |  |  |  | 6.526% | 6.812% | 9.511% | 0% | 0% | 0% | 0% | 0% | 0% | 0% | 0% | 0% | 0% | 0% | 0% | 0% | 0% | 0% | 0% | 0%
[5 empty] | Commercial Medium |  |  |  | 6.346% | 6.495% | 0% | 0% | 0% | 0% | 0% | 0% | 0% | 0% | 0% | 0% | 0% | 0% | 0% | 0% | 0% | 0% | 0% | 0%
[5 empty] | Commercial Large |  |  |  | 6.292% | 6.458% | 0% | 0% | 0% | 0% | 0% | 0% | 0% | 0% | 0% | 0% | 0% | 0% | 0% | 0% | 0% | 0% | 0% | 0%
[5 empty] | Industrial Medium |  |  |  | 15% | 15.37% | 0% | 0% | 0% | 0% | 0% | 0% | 0% | 0% | 0% | 0% | 0% | 0% | 0% | 0% | 0% | 0% | 0% | 0%
[5 empty] | Industrial Large |  |  |  | 1.555% | 0% | 0% | 0% | 0% | 0% | 0% | 0% | 0% | 0% | 0% | 0% | 0% | 0% | 0% | 0% | 0% | 0% | 0% | 0%
[5 empty] | Commercial Medium-Flexi-time |  |  |  | 0.01267% | 0.01298% | 0% | 0% | 0% | 0% | 0% | 0% | 0% | 0% | 0% | 0% | 0% | 0% | 0% | 0% | 0% | 0% | 0% | 0%
[5 empty] | Commercial Large-Flexi-time |  |  |  | 0% | 0% | 0% | 0% | 0% | 0% | 0% | 0% | 0% | 0% | 0% | 0% | 0% | 0% | 0% | 0% | 0% | 0% | 0% | 0%
[5 empty] | Industrial Medium-Flexi-time |  |  |  | 0% | 0% | 0% | 0% | 0% | 0% | 0% | 0% | 0% | 0% | 0% | 0% | 0% | 0% | 0% | 0% | 0% | 0% | 0% | 0%
[5 empty] | Industrial Large-Flexi-time |  |  |  | 2.118% | 0% | 0% | 0% | 0% | 0% | 0% | 0% | 0% | 0% | 0% | 0% | 0% | 0% | 0% | 0% | 0% | 0% | 0% | 0%
[5 empty] | FBE (Domestic Indigent) |  |  |  | 1.553% | 1.62% | 2.26% | 0% | 0% | 0% | 0% | 0% | 0% | 0% | 0% | 0% | 0% | 0% | 0% | 0% | 0% | 0% | 0% | 0%
[5 empty] | Other consumers |  |  |  | 0% | 0% | 0% | 0% | 0% | 0% | 0% | 0% | 0% | 0% | 0% | 0% | 0% | 0% | 0% | 0% | 0% | 0% | 0% | 0%
[5 empty] | Sold to other municipal departments |  |  |  | 1.443% | 1.508% | 2.112% | 0% | 0% | 0% | 0% | 0% | 0% | 0% | 0% | 0% | 0% | 0% | 0% | 0% | 0% | 0% | 0% | 0%
[9 empty] | 0% | 0% | 0% | 0% | 0% | 0% | 0% | 0% | 0% | 0% | 0% | 0% | 0% | 0% | 0% | 0% | 0% | 0% | 0% | 0%
[9 empty] | 0% | 0% | 0% | 0% | 0% | 0% | 0% | 0% | 0% | 0% | 0% | 0% | 0% | 0% | 0% | 0% | 0% | 0% | 0% | 0%
[9 empty] | 0% | 0% | 0% | 0% | 0% | 0% | 0% | 0% | 0% | 0% | 0% | 0% | 0% | 0% | 0% | 0% | 0% | 0% | 0% | 0%
[9 empty] | 0% | 0% | 0% | 0% | 0% | 0% | 0% | 0% | 0% | 0% | 0% | 0% | 0% | 0% | 0% | 0% | 0% | 0% | 0% | 0%
[9 empty] | 0% | 0% | 0% | 0% | 0% | 0% | 0% | 0% | 0% | 0% | 0% | 0% | 0% | 0% | 0% | 0% | 0% | 0% | 0% | 0%
[9 empty] | 0% | 0% | 0% | 0% | 0% | 0% | 0% | 0% | 0% | 0% | 0% | 0% | 0% | 0% | 0% | 0% | 0% | 0% | 0% | 0%
[9 empty] | 0% | 0% | 0% | 0% | 0% | 0% | 0% | 0% | 0% | 0% | 0% | 0% | 0% | 0% | 0% | 0% | 0% | 0% | 0% | 0%
[9 empty] | 0% | 0% | 0% | 0% | 0% | 0% | 0% | 0% | 0% | 0% | 0% | 0% | 0% | 0% | 0% | 0% | 0% | 0% | 0% | 0%
[9 empty] | 0% | 0% | 0% | 0% | 0% | 0% | 0% | 0% | 0% | 0% | 0% | 0% | 0% | 0% | 0% | 0% | 0% | 0% | 0% | 0%
[9 empty] | 0% | 0% | 0% | 0% | 0% | 0% | 0% | 0% | 0% | 0% | 0% | 0% | 0% | 0% | 0% | 0% | 0% | 0% | 0% | 0%
[9 empty] | 0% | 0% | 0% | 0% | 0% | 0% | 0% | 0% | 0% | 0% | 0% | 0% | 0% | 0% | 0% | 0% | 0% | 0% | 0% | 0%
[8 empty] | Total | 1 | 1 | 1 | 0 | 0 | 0 | 0 | 0 | 0 | 0 | 0 | 0 | 0 | 0 | 0 | 0 | 0 | 0 | 0 | 0
Allocated Excess demand calculations (KVA)
[5 empty] | Customer Categories |  |  |  | 33-132-275kV / Mixed | 6.6-11 kV / Mixed | 400 V / Mixed
[5 empty] | Domestic (Standard) |  |  |  | 66326.609 | 65176.4883 | 67017.1439 | 0 | 0 | 0 | 0 | 0 | 0 | 0 | 0 | 0 | 0 | 0 | 0 | 0 | 0 | 0 | 0 | 0
[5 empty] | Domestic (Large) |  |  |  | 6535.818 | 6424.4361 | 6612.0767 | 0 | 0 | 0 | 0 | 0 | 0 | 0 | 0 | 0 | 0 | 0 | 0 | 0 | 0 | 0 | 0 | 0
[5 empty] | Commercial Small |  |  |  | 8039.1027 | 7901.7225 | 8131.3024 | 0 | 0 | 0 | 0 | 0 | 0 | 0 | 0 | 0 | 0 | 0 | 0 | 0 | 0 | 0 | 0 | 0
[5 empty] | Commercial Medium |  |  |  | 7817.5235 | 7534.869 | 0 | 0 | 0 | 0 | 0 | 0 | 0 | 0 | 0 | 0 | 0 | 0 | 0 | 0 | 0 | 0 | 0 | 0
[5 empty] | Commercial Large |  |  |  | 7750.5462 | 7491.6115 | 0 | 0 | 0 | 0 | 0 | 0 | 0 | 0 | 0 | 0 | 0 | 0 | 0 | 0 | 0 | 0 | 0 | 0
[5 empty] | Industrial Medium |  |  |  | 18481.4776 | 17831.8299 | 0 | 0 | 0 | 0 | 0 | 0 | 0 | 0 | 0 | 0 | 0 | 0 | 0 | 0 | 0 | 0 | 0 | 0
[5 empty] | Industrial Large |  |  |  | 1915.1644 | 0 | 0 | 0 | 0 | 0 | 0 | 0 | 0 | 0 | 0 | 0 | 0 | 0 | 0 | 0 | 0 | 0 | 0 | 0
[5 empty] | Commercial Medium-Flexi-time |  |  |  | 15.6131 | 15.0574 | 0 | 0 | 0 | 0 | 0 | 0 | 0 | 0 | 0 | 0 | 0 | 0 | 0 | 0 | 0 | 0 | 0 | 0
[5 empty] | Commercial Large-Flexi-time |  |  |  | 0 | 0 | 0 | 0 | 0 | 0 | 0 | 0 | 0 | 0 | 0 | 0 | 0 | 0 | 0 | 0 | 0 | 0 | 0 | 0
[5 empty] | Industrial Medium-Flexi-time |  |  |  | 0 | 0 | 0 | 0 | 0 | 0 | 0 | 0 | 0 | 0 | 0 | 0 | 0 | 0 | 0 | 0 | 0 | 0 | 0 | 0
[5 empty] | Industrial Large-Flexi-time |  |  |  | 2608.9387 | 0 | 0 | 0 | 0 | 0 | 0 | 0 | 0 | 0 | 0 | 0 | 0 | 0 | 0 | 0 | 0 | 0 | 0 | 0
[5 empty] | FBE (Domestic Indigent) |  |  |  | 1912.7911 | 1879.4163 | 1931.8359 | 0 | 0 | 0 | 0 | 0 | 0 | 0 | 0 | 0 | 0 | 0 | 0 | 0 | 0 | 0 | 0 | 0
[5 empty] | Other consumers |  |  |  | 0 | 0 | 0 | 0 | 0 | 0 | 0 | 0 | 0 | 0 | 0 | 0 | 0 | 0 | 0 | 0 | 0 | 0 | 0 | 0
[5 empty] | Sold to other municipal departments |  |  |  | 1777.6907 | 1749.1149 | 1805.6609 | 0 | 0 | 0 | 0 | 0 | 0 | 0 | 0 | 0 | 0 | 0 | 0 | 0 | 0 | 0 | 0 | 0
[9 empty] | 0 | 0 | 0 | 0 | 0 | 0 | 0 | 0 | 0 | 0 | 0 | 0 | 0 | 0 | 0 | 0 | 0 | 0 | 0 | 0
[9 empty] | 0 | 0 | 0 | 0 | 0 | 0 | 0 | 0 | 0 | 0 | 0 | 0 | 0 | 0 | 0 | 0 | 0 | 0 | 0 | 0
[9 empty] | 0 | 0 | 0 | 0 | 0 | 0 | 0 | 0 | 0 | 0 | 0 | 0 | 0 | 0 | 0 | 0 | 0 | 0 | 0 | 0
[9 empty] | 0 | 0 | 0 | 0 | 0 | 0 | 0 | 0 | 0 | 0 | 0 | 0 | 0 | 0 | 0 | 0 | 0 | 0 | 0 | 0
[9 empty] | 0 | 0 | 0 | 0 | 0 | 0 | 0 | 0 | 0 | 0 | 0 | 0 | 0 | 0 | 0 | 0 | 0 | 0 | 0 | 0
[9 empty] | 0 | 0 | 0 | 0 | 0 | 0 | 0 | 0 | 0 | 0 | 0 | 0 | 0 | 0 | 0 | 0 | 0 | 0 | 0 | 0
[9 empty] | 0 | 0 | 0 | 0 | 0 | 0 | 0 | 0 | 0 | 0 | 0 | 0 | 0 | 0 | 0 | 0 | 0 | 0 | 0 | 0
[9 empty] | 0 | 0 | 0 | 0 | 0 | 0 | 0 | 0 | 0 | 0 | 0 | 0 | 0 | 0 | 0 | 0 | 0 | 0 | 0 | 0
[9 empty] | 0 | 0 | 0 | 0 | 0 | 0 | 0 | 0 | 0 | 0 | 0 | 0 | 0 | 0 | 0 | 0 | 0 | 0 | 0 | 0
[9 empty] | 0 | 0 | 0 | 0 | 0 | 0 | 0 | 0 | 0 | 0 | 0 | 0 | 0 | 0 | 0 | 0 | 0 | 0 | 0 | 0
[9 empty] | 0 | 0 | 0 | 0 | 0 | 0 | 0 | 0 | 0 | 0 | 0 | 0 | 0 | 0 | 0 | 0 | 0 | 0 | 0 | 0
[8 empty] | Total | 123181.2752 | 116004.5459 | 85498.0198 | 0 | 0 | 0 | 0 | 0 | 0 | 0 | 0 | 0 | 0 | 0 | 0 | 0 | 0 | 0 | 0 | 0
Total demand calculations (KVA)
[5 empty] | Customer Categories | Total Demand (KVA) |  |  | 33-132-275kV / Mixed | 6.6-11 kV / Mixed | 400 V / Mixed
[5 empty] | Domestic (Standard) | 91404.874 |  |  | 91404.874 | 89917.3828 | 90806.9837 | 0 | 0 | 0 | 0 | 0 | 0 | 0 | 0 | 0 | 0 | 0 | 0 | 0 | 0 | 0 | 0 | 0
[5 empty] | Domestic (Large) | 8667.2766 |  |  | 8667.2766 | 8527.2209 | 8634.0291 | 0 | 0 | 0 | 0 | 0 | 0 | 0 | 0 | 0 | 0 | 0 | 0 | 0 | 0 | 0 | 0 | 0
[5 empty] | Commercial Small | 10726.9584 |  |  | 10726.9584 | 10553.4192 | 10681.0664 | 0 | 0 | 0 | 0 | 0 | 0 | 0 | 0 | 0 | 0 | 0 | 0 | 0 | 0 | 0 | 0 | 0
[5 empty] | Commercial Medium | 13988.8062 |  |  | 13988.8062 | 13594.3044 | 0 | 0 | 0 | 0 | 0 | 0 | 0 | 0 | 0 | 0 | 0 | 0 | 0 | 0 | 0 | 0 | 0 | 0
[5 empty] | Commercial Large | 17140.4259 |  |  | 17140.4259 | 16711.3106 | 0 | 0 | 0 | 0 | 0 | 0 | 0 | 0 | 0 | 0 | 0 | 0 | 0 | 0 | 0 | 0 | 0 | 0
[5 empty] | Industrial Medium | 44697.307 |  |  | 44697.307 | 43572.528 | 0 | 0 | 0 | 0 | 0 | 0 | 0 | 0 | 0 | 0 | 0 | 0 | 0 | 0 | 0 | 0 | 0 | 0
[5 empty] | Industrial Large | 4494.6882 |  |  | 4494.6882 | 0 | 0 | 0 | 0 | 0 | 0 | 0 | 0 | 0 | 0 | 0 | 0 | 0 | 0 | 0 | 0 | 0 | 0 | 0
[5 empty] | Commercial Medium-Flexi-time | 27.176 |  |  | 27.176 | 26.4107 | 0 | 0 | 0 | 0 | 0 | 0 | 0 | 0 | 0 | 0 | 0 | 0 | 0 | 0 | 0 | 0 | 0 | 0
[5 empty] | Commercial Large-Flexi-time | 0 |  |  | 0 | 0 | 0 | 0 | 0 | 0 | 0 | 0 | 0 | 0 | 0 | 0 | 0 | 0 | 0 | 0 | 0 | 0 | 0 | 0
[5 empty] | Industrial Medium-Flexi-time | 0 |  |  | 0 | 0 | 0 | 0 | 0 | 0 | 0 | 0 | 0 | 0 | 0 | 0 | 0 | 0 | 0 | 0 | 0 | 0 | 0 | 0
[5 empty] | Industrial Large-Flexi-time | 4986.8991 |  |  | 4986.8991 | 0 | 0 | 0 | 0 | 0 | 0 | 0 | 0 | 0 | 0 | 0 | 0 | 0 | 0 | 0 | 0 | 0 | 0 | 0
[5 empty] | FBE (Domestic Indigent) | 2671.989 |  |  | 2671.989 | 2628.4009 | 2652.0291 | 0 | 0 | 0 | 0 | 0 | 0 | 0 | 0 | 0 | 0 | 0 | 0 | 0 | 0 | 0 | 0 | 0
[5 empty] | Other consumers | 0 |  |  | 0 | 0 | 0 | 0 | 0 | 0 | 0 | 0 | 0 | 0 | 0 | 0 | 0 | 0 | 0 | 0 | 0 | 0 | 0 | 0
[5 empty] | Sold to other municipal departments | 2716.6795 |  |  | 2716.6795 | 2675.4717 | 2696.408 | 0 | 0 | 0 | 0 | 0 | 0 | 0 | 0 | 0 | 0 | 0 | 0 | 0 | 0 | 0 | 0 | 0
[6 empty] | 0 |  |  | 0 | 0 | 0 | 0 | 0 | 0 | 0 | 0 | 0 | 0 | 0 | 0 | 0 | 0 | 0 | 0 | 0 | 0 | 0 | 0
[6 empty] | 0 |  |  | 0 | 0 | 0 | 0 | 0 | 0 | 0 | 0 | 0 | 0 | 0 | 0 | 0 | 0 | 0 | 0 | 0 | 0 | 0 | 0
[6 empty] | 0 |  |  | 0 | 0 | 0 | 0 | 0 | 0 | 0 | 0 | 0 | 0 | 0 | 0 | 0 | 0 | 0 | 0 | 0 | 0 | 0 | 0
[6 empty] | 0 |  |  | 0 | 0 | 0 | 0 | 0 | 0 | 0 | 0 | 0 | 0 | 0 | 0 | 0 | 0 | 0 | 0 | 0 | 0 | 0 | 0
[6 empty] | 0 |  |  | 0 | 0 | 0 | 0 | 0 | 0 | 0 | 0 | 0 | 0 | 0 | 0 | 0 | 0 | 0 | 0 | 0 | 0 | 0 | 0
[6 empty] | 0 |  |  | 0 | 0 | 0 | 0 | 0 | 0 | 0 | 0 | 0 | 0 | 0 | 0 | 0 | 0 | 0 | 0 | 0 | 0 | 0 | 0
[6 empty] | 0 |  |  | 0 | 0 | 0 | 0 | 0 | 0 | 0 | 0 | 0 | 0 | 0 | 0 | 0 | 0 | 0 | 0 | 0 | 0 | 0 | 0
[6 empty] | 0 |  |  | 0 | 0 | 0 | 0 | 0 | 0 | 0 | 0 | 0 | 0 | 0 | 0 | 0 | 0 | 0 | 0 | 0 | 0 | 0 | 0
[6 empty] | 0 |  |  | 0 | 0 | 0 | 0 | 0 | 0 | 0 | 0 | 0 | 0 | 0 | 0 | 0 | 0 | 0 | 0 | 0 | 0 | 0 | 0
[6 empty] | 0 |  |  | 0 | 0 | 0 | 0 | 0 | 0 | 0 | 0 | 0 | 0 | 0 | 0 | 0 | 0 | 0 | 0 | 0 | 0 | 0 | 0
[6 empty] | 0 |  |  | 0 | 0 | 0 | 0 | 0 | 0 | 0 | 0 | 0 | 0 | 0 | 0 | 0 | 0 | 0 | 0 | 0 | 0 | 0 | 0
[5 empty] | Total | 201523.0799 |  |  | 201523.0799 | 188206.4492 | 115470.5163 | 0 | 0 | 0 | 0 | 0 | 0 | 0 | 0 | 0 | 0 | 0 | 0 | 0 | 0 | 0 | 0 | 0
A&E Allocation %
[5 empty] | Customer Categories | Total A&E % |  |  | 33-132-275kV / Mixed | 6.6-11 kV / Mixed | 400 V / Mixed
[5 empty] | Domestic (Standard) | 45.36% |  |  | 45.36% | 47.78% | 78.64% | 0% | 0% | 0% | 0% | 0% | 0% | 0% | 0% | 0% | 0% | 0% | 0% | 0% | 0% | 0% | 0% | 0%
[5 empty] | Domestic (Large) | 4.301% |  |  | 4.301% | 4.531% | 7.477% | 0% | 0% | 0% | 0% | 0% | 0% | 0% | 0% | 0% | 0% | 0% | 0% | 0% | 0% | 0% | 0% | 0%
[5 empty] | Commercial Small | 5.323% |  |  | 5.323% | 5.607% | 9.25% | 0% | 0% | 0% | 0% | 0% | 0% | 0% | 0% | 0% | 0% | 0% | 0% | 0% | 0% | 0% | 0% | 0%
[5 empty] | Commercial Medium | 6.942% |  |  | 6.942% | 7.223% | 0% | 0% | 0% | 0% | 0% | 0% | 0% | 0% | 0% | 0% | 0% | 0% | 0% | 0% | 0% | 0% | 0% | 0%
[5 empty] | Commercial Large | 8.505% |  |  | 8.505% | 8.879% | 0% | 0% | 0% | 0% | 0% | 0% | 0% | 0% | 0% | 0% | 0% | 0% | 0% | 0% | 0% | 0% | 0% | 0%
[5 empty] | Industrial Medium | 22.18% |  |  | 22.18% | 23.15% | 0% | 0% | 0% | 0% | 0% | 0% | 0% | 0% | 0% | 0% | 0% | 0% | 0% | 0% | 0% | 0% | 0% | 0%
[5 empty] | Industrial Large | 2.23% |  |  | 2.23% | 0% | 0% | 0% | 0% | 0% | 0% | 0% | 0% | 0% | 0% | 0% | 0% | 0% | 0% | 0% | 0% | 0% | 0% | 0%
[5 empty] | Commercial Medium-Flexi-time | 0.01349% |  |  | 0.01349% | 0.01403% | 0% | 0% | 0% | 0% | 0% | 0% | 0% | 0% | 0% | 0% | 0% | 0% | 0% | 0% | 0% | 0% | 0% | 0%
[5 empty] | Commercial Large-Flexi-time | 0% |  |  | 0% | 0% | 0% | 0% | 0% | 0% | 0% | 0% | 0% | 0% | 0% | 0% | 0% | 0% | 0% | 0% | 0% | 0% | 0% | 0%
[5 empty] | Industrial Medium-Flexi-time | 0% |  |  | 0% | 0% | 0% | 0% | 0% | 0% | 0% | 0% | 0% | 0% | 0% | 0% | 0% | 0% | 0% | 0% | 0% | 0% | 0% | 0%
[5 empty] | Industrial Large-Flexi-time | 2.475% |  |  | 2.475% | 0% | 0% | 0% | 0% | 0% | 0% | 0% | 0% | 0% | 0% | 0% | 0% | 0% | 0% | 0% | 0% | 0% | 0% | 0%
[5 empty] | FBE (Domestic Indigent) | 1.326% |  |  | 1.326% | 1.397% | 2.297% | 0% | 0% | 0% | 0% | 0% | 0% | 0% | 0% | 0% | 0% | 0% | 0% | 0% | 0% | 0% | 0% | 0%
[5 empty] | Other consumers | 0% |  |  | 0% | 0% | 0% | 0% | 0% | 0% | 0% | 0% | 0% | 0% | 0% | 0% | 0% | 0% | 0% | 0% | 0% | 0% | 0% | 0%
[5 empty] | Sold to other municipal departments | 1.348% |  |  | 1.348% | 1.422% | 2.335% | 0% | 0% | 0% | 0% | 0% | 0% | 0% | 0% | 0% | 0% | 0% | 0% | 0% | 0% | 0% | 0% | 0%
[6 empty] | 0% |  |  | 0% | 0% | 0% | 0% | 0% | 0% | 0% | 0% | 0% | 0% | 0% | 0% | 0% | 0% | 0% | 0% | 0% | 0% | 0% | 0%
[6 empty] | 0% |  |  | 0% | 0% | 0% | 0% | 0% | 0% | 0% | 0% | 0% | 0% | 0% | 0% | 0% | 0% | 0% | 0% | 0% | 0% | 0% | 0%
[6 empty] | 0% |  |  | 0% | 0% | 0% | 0% | 0% | 0% | 0% | 0% | 0% | 0% | 0% | 0% | 0% | 0% | 0% | 0% | 0% | 0% | 0% | 0%
[6 empty] | 0% |  |  | 0% | 0% | 0% | 0% | 0% | 0% | 0% | 0% | 0% | 0% | 0% | 0% | 0% | 0% | 0% | 0% | 0% | 0% | 0% | 0%
[6 empty] | 0% |  |  | 0% | 0% | 0% | 0% | 0% | 0% | 0% | 0% | 0% | 0% | 0% | 0% | 0% | 0% | 0% | 0% | 0% | 0% | 0% | 0%
[6 empty] | 0% |  |  | 0% | 0% | 0% | 0% | 0% | 0% | 0% | 0% | 0% | 0% | 0% | 0% | 0% | 0% | 0% | 0% | 0% | 0% | 0% | 0%
[6 empty] | 0% |  |  | 0% | 0% | 0% | 0% | 0% | 0% | 0% | 0% | 0% | 0% | 0% | 0% | 0% | 0% | 0% | 0% | 0% | 0% | 0% | 0%
[6 empty] | 0% |  |  | 0% | 0% | 0% | 0% | 0% | 0% | 0% | 0% | 0% | 0% | 0% | 0% | 0% | 0% | 0% | 0% | 0% | 0% | 0% | 0%
[6 empty] | 0% |  |  | 0% | 0% | 0% | 0% | 0% | 0% | 0% | 0% | 0% | 0% | 0% | 0% | 0% | 0% | 0% | 0% | 0% | 0% | 0% | 0%
[6 empty] | 0% |  |  | 0% | 0% | 0% | 0% | 0% | 0% | 0% | 0% | 0% | 0% | 0% | 0% | 0% | 0% | 0% | 0% | 0% | 0% | 0% | 0%
[6 empty] | 0% |  |  | 0% | 0% | 0% | 0% | 0% | 0% | 0% | 0% | 0% | 0% | 0% | 0% | 0% | 0% | 0% | 0% | 0% | 0% | 0% | 0%
[8 empty] | Total | 100% | 100% | 100% | 0% | 0% | 0% | 0% | 0% | 0% | 0% | 0% | 0% | 0% | 0% | 0% | 0% | 0% | 0% | 0% | 0%
Summary of allocation factors
Wires costs
[5 empty] | Customer Categories | Customer allocation factor | Energy allocation factors | Demand allocation factors
[5 empty] | Domestic (Standard) | 21.79% | 32.01% | extracted from A&E matrix in Step 4 above
[5 empty] | Domestic (Large) | 1.299% | 2.721%
[5 empty] | Commercial Small | 45.29% | 3.431%
[5 empty] | Commercial Medium | 5.526% | 7.877%
[5 empty] | Commercial Large | 0.6631% | 11.99%
[5 empty] | Industrial Medium | 14.15% | 33.46%
[5 empty] | Industrial Large | 2.726% | 3.293%
[5 empty] | Commercial Medium-Flexi-time | 0.01842% | 0.01476%
[5 empty] | Commercial Large-Flexi-time | 0% | 0%
[5 empty] | Industrial Medium-Flexi-time | 0% | 0%
[5 empty] | Industrial Large-Flexi-time | 0.8754% | 3.035%
[5 empty] | FBE (Domestic Indigent) | 3.166% | 0.9691%
[5 empty] | Other consumers | 0% | 0%
[5 empty] | Sold to other municipal departments | 4.494% | 1.199%
[6 empty] | 0% | 0%
[6 empty] | 0% | 0%
[6 empty] | 0% | 0%
[6 empty] | 0% | 0%
[6 empty] | 0% | 0%
[6 empty] | 0% | 0%
[6 empty] | 0% | 0%
[6 empty] | 0% | 0%
[6 empty] | 0% | 0%
[6 empty] | 0% | 0%
[6 empty] | 0% | 0%
[6 empty] | 100% | 100%
Retail costs
[5 empty] | Customer Categories | Customer allocation factor | Energy allocation factors | Demand allocation factors
[5 empty] | Domestic (Standard) | 21.79% | 32.01% | 45.36%
[5 empty] | Domestic (Large) | 1.299% | 2.721% | 4.301%
[5 empty] | Commercial Small | 45.29% | 3.431% | 5.323%
[5 empty] | Commercial Medium | 5.526% | 7.877% | 6.942%
[5 empty] | Commercial Large | 0.6631% | 11.99% | 8.505%
[5 empty] | Industrial Medium | 14.15% | 33.46% | 22.18%
[5 empty] | Industrial Large | 2.726% | 3.293% | 2.23%
[5 empty] | Commercial Medium-Flexi-time | 0.01842% | 0.01476% | 0.01349%
[5 empty] | Commercial Large-Flexi-time | 0% | 0% | 0%
[5 empty] | Industrial Medium-Flexi-time | 0% | 0% | 0%
[5 empty] | Industrial Large-Flexi-time | 0.8754% | 3.035% | 2.475%
[5 empty] | FBE (Domestic Indigent) | 3.166% | 0.9691% | 1.326%
[5 empty] | Other consumers | 0% | 0% | 0%
[5 empty] | Sold to other municipal departments | 4.494% | 1.199% | 1.348%
[6 empty] | 0% | 0% | 0%
[6 empty] | 0% | 0% | 0%
[6 empty] | 0% | 0% | 0%
[6 empty] | 0% | 0% | 0%
[6 empty] | 0% | 0% | 0%
[6 empty] | 0% | 0% | 0%
[6 empty] | 0% | 0% | 0%
[6 empty] | 0% | 0% | 0%
[6 empty] | 0% | 0% | 0%
[6 empty] | 0% | 0% | 0%
[6 empty] | 0% | 0% | 0%
[6 empty] | 100% | 100% | 100%
End of sheet
1. Input Data
Next sheet >
< Previous sheet
Map
Guide

## Comm. & Fin. forecasts (Year 2) (hidden)
Comm. & Fin. forecasts (Year 2)
This sheet is commercial (sales and purchases) and financial (CAPEX and OPEX) calculation forecasts for Year 2
|  |  |  | Year | 2
|  |  |  | Current year: | Year 2
|  |  |  | Previous year: | Year 1
Overall supply-demand balance
Annual Energy balance
|  |  |  | Electricity sales in Year 2 | kWh | 557285651.933
|  |  |  | Losses in Year 2 | % | 18.8%
|  |  |  | Energy requirements in Year 2 | kWh | 686274209.4314
|  |  |  | Eskom Purchases in Year 2 | kWh | 686274209.4314
|  |  |  | DG Exports in Year 2 | kWh | 0
|  |  |  | Other Purchases in Year 2 | kWh | 0
|  |  |  | Total Supply in Year 2 | kWh | 686274209.4314
|  |  |  | Supply error? | FALSE
Losses breakdown
|  |  |  | Technical losses | kWh | 58845975.728
|  |  |  | Non-technical losses | kWh | 70142581.7704
|  |  |  | Total losses in Year 2 | kWh | 128988557.4984
|  |  |  | Technical losses in % of Eskom Purchases | % | 8.575%
|  |  |  | Non-Technical losses in % of Eskom Purchases | % | 10.22%
|  |  |  | Total losses in % of Eskom Purchases | % | 18.8%
|  |  |  | Technical losses in % of total losses | % | 45.62%
|  |  |  | Non-Technical losses in % of total losses | % | 54.38%
Regulatory compliance
|  |  |  | Total losses in Year 2 | kWh | 128988557.4984
|  |  |  | Maximum allowable losses | kWh | 82352905.1318
|  |  |  | Share of total losses allowed in Year 2 | kWh | 82352905.1318
|  |  |  | Total losses disallowed in Year 2 | kWh | 46635652.3666
|  |  |  | Total losses allowed in % of Eskom Purchases | % | 12%
|  |  |  | Total losses disallowed in % of Eskom Purchases | % | 6.795%
Sales (%) inputs by customer category, TOU, and season - Year 2
[7 empty] | High season |  |  | Low season
[7 empty] | High season | High season | High season | Low season | Low season | Low season
|  |  |  | Customer Categories | TOU metering data available? | Manual TOU assumptions activated? | Offpeak | Standard | Peak | Offpeak | Standard | Peak
|  |  | 1 | Domestic (Standard) | FALSE | FALSE | 10.82% | 11.62% | 5.124% | 29.39% | 30.17% | 12.87%
|  |  | 2 | Domestic (Large) | FALSE | FALSE | 10.82% | 11.62% | 5.124% | 29.39% | 30.17% | 12.87%
|  |  | 3 | Commercial Small | FALSE | FALSE | 10.82% | 11.62% | 5.124% | 29.39% | 30.17% | 12.87%
|  |  | 4 | Commercial Medium | FALSE | FALSE | 10.82% | 11.62% | 5.124% | 29.39% | 30.17% | 12.87%
|  |  | 5 | Commercial Large | FALSE | FALSE | 10.82% | 11.62% | 5.124% | 29.39% | 30.17% | 12.87%
|  |  | 6 | Industrial Medium | FALSE | FALSE | 10.82% | 11.62% | 5.124% | 29.39% | 30.17% | 12.87%
|  |  | 7 | Industrial Large | FALSE | FALSE | 10.82% | 11.62% | 5.124% | 29.39% | 30.17% | 12.87%
|  |  | 8 | Commercial Medium-Flexi-time | TRUE | FALSE | 30% | 0% | 0% | 70% | 0% | 0%
|  |  | 9 | Commercial Large-Flexi-time | TRUE | FALSE | 0% | 0% | 0% | 0% | 0% | 0%
|  |  | 10 | Industrial Medium-Flexi-time | TRUE | FALSE | 0% | 0% | 0% | 0% | 0% | 0%
|  |  | 11 | Industrial Large-Flexi-time | TRUE | FALSE | 30% | 0% | 0% | 70% | 0% | 0%
|  |  | 12 | FBE (Domestic Indigent) | FALSE | FALSE | 10.82% | 11.62% | 5.124% | 29.39% | 30.17% | 12.87%
|  |  | 13 | Other consumers | FALSE | FALSE | 10.82% | 11.62% | 5.124% | 29.39% | 30.17% | 12.87%
|  |  | 14 | Sold to other municipal departments | FALSE | FALSE | 10.82% | 11.62% | 5.124% | 29.39% | 30.17% | 12.87%
|  |  | 15 |  | 0 | 0 | 10.82% | 11.62% | 5.124% | 29.39% | 30.17% | 12.87%
|  |  | 16 |  | 0 | 0 | 10.82% | 11.62% | 5.124% | 29.39% | 30.17% | 12.87%
|  |  | 17 |  | 0 | 0 | 10.82% | 11.62% | 5.124% | 29.39% | 30.17% | 12.87%
|  |  | 18 |  | 0 | 0 | 10.82% | 11.62% | 5.124% | 29.39% | 30.17% | 12.87%
|  |  | 19 |  | 0 | 0 | 10.82% | 11.62% | 5.124% | 29.39% | 30.17% | 12.87%
|  |  | 20 |  | 0 | 0 | 10.82% | 11.62% | 5.124% | 29.39% | 30.17% | 12.87%
|  |  | 21 |  | 0 | 0 | 10.82% | 11.62% | 5.124% | 29.39% | 30.17% | 12.87%
|  |  | 22 |  | 0 | 0 | 10.82% | 11.62% | 5.124% | 29.39% | 30.17% | 12.87%
|  |  | 23 |  | 0 | 0 | 10.82% | 11.62% | 5.124% | 29.39% | 30.17% | 12.87%
|  |  | 24 |  | 0 | 0 | 10.82% | 11.62% | 5.124% | 29.39% | 30.17% | 12.87%
|  |  | 25 |  | 0 | 0 | 10.82% | 11.62% | 5.124% | 29.39% | 30.17% | 12.87%
Sales (kWh) inputs by customer category, TOU, and season - Year 2
[7 empty] | High season |  |  | Low season
[7 empty] | High season | High season | High season | Low season | Low season | Low season
|  |  |  | Customer Categories | Annual kWh sales (Year 2) |  | Offpeak | Standard | Peak | Offpeak | Standard | Peak
|  |  | 1 | Domestic (Standard) | 138369848.9864 |  | 14971306.8699 | 16074601.0712 | 7089414.5603 | 40668797.3567 | 41753043.9453 | 17812685.183
|  |  | 2 | Domestic (Large) | 11760367.1533 |  | 1272445.3112 | 1366216.7866 | 602545.4154 | 3456533.2846 | 3548685.8601 | 1513940.4955
|  |  | 3 | Commercial Small | 14830299.6084 |  | 1604605.1075 | 1722854.7384 | 759834.1889 | 4358828.5593 | 4475036.6919 | 1909140.3223
|  |  | 4 | Commercial Medium | 50258777.4624 |  | 5437886.8359 | 5838626.0009 | 2575021.3022 | 14771744.3575 | 15165565.0374 | 6469933.9284
|  |  | 5 | Commercial Large | 76470954.3576 |  | 8273985.5012 | 8883727.8774 | 3918008.8815 | 22475862.8359 | 23075078.4309 | 9844290.8306
|  |  | 6 | Industrial Medium | 213501083.4953 |  | 23100337.6926 | 24802691.9925 | 10938782.5532 | 62750898.1452 | 64423862.4733 | 27484510.6386
|  |  | 7 | Industrial Large | 22181827.65 |  | 2400023.9295 | 2576891.0866 | 1136491.6061 | 6519543.53 | 6693357.1977 | 2855520.3002
|  |  | 8 | Commercial Medium-Flexi-time | 94167.9417 |  | 28250.3825 | 0 | 0 | 65917.5592 | 0 | 0
|  |  | 9 | Commercial Large-Flexi-time | 0 |  | 0 | 0 | 0 | 0 | 0 | 0
|  |  | 10 | Industrial Medium-Flexi-time | 0 |  | 0 | 0 | 0 | 0 | 0 | 0
|  |  | 11 | Industrial Large-Flexi-time | 20448545.1228 |  | 6134563.5368 | 0 | 0 | 14313981.586 | 0 | 0
|  |  | 12 | FBE (Domestic Indigent) | 2105461.8966 |  | 227806.2482 | 244594.1822 | 107873.8781 | 618824.143 | 635322.245 | 271041.2001
|  |  | 13 | Other consumers | 0 |  | 0 | 0 | 0 | 0 | 0 | 0
|  |  | 14 | Sold to other municipal departments | 5180890.2585 |  | 560560.6893 | 601870.6005 | 265444.2359 | 1522734.7402 | 1563331.4644 | 666948.5283
|  |  | 15 |  | 0 |  | 0 | 0 | 0 | 0 | 0 | 0
|  |  | 16 |  | 0 |  | 0 | 0 | 0 | 0 | 0 | 0
|  |  | 17 |  | 0 |  | 0 | 0 | 0 | 0 | 0 | 0
|  |  | 18 |  | 0 |  | 0 | 0 | 0 | 0 | 0 | 0
|  |  | 19 |  | 0 |  | 0 | 0 | 0 | 0 | 0 | 0
|  |  | 20 |  | 0 |  | 0 | 0 | 0 | 0 | 0 | 0
|  |  | 21 |  | 0 |  | 0 | 0 | 0 | 0 | 0 | 0
|  |  | 22 |  | 0 |  | 0 | 0 | 0 | 0 | 0 | 0
|  |  | 23 |  | 0 |  | 0 | 0 | 0 | 0 | 0 | 0
|  |  | 24 |  | 0 |  | 0 | 0 | 0 | 0 | 0 | 0
|  |  | 25 |  | 0 |  | 0 | 0 | 0 | 0 | 0 | 0
|  |  |  | Total (kWh) | 555202223.933 |  | 64011772.1045 | 62112074.3362 | 27393416.6217 | 171523666.0975 | 161333283.3461 | 68828011.427
Cumulative MD (kVA) inputs by customer category and season - Year 2
|  |  |  | Customer Categories | Cumulative monthly MD (kVA) | High season | Low season
|  |  | 1 | Domestic (Standard) | 557379.7296 | 140490.2332 | 416889.4964
|  |  | 2 | Domestic (Large) | 53168.6204 | 13401.4057 | 39767.2147
|  |  | 3 | Commercial Small | 65739.5672 | 16569.9731 | 49169.5941
|  |  | 4 | Commercial Medium | 167089.8615 | 42115.8007 | 124974.0608
|  |  | 5 | Commercial Large | 203387.6957 | 51264.8439 | 152122.8519
|  |  | 6 | Industrial Medium | 525795.4967 | 132529.2759 | 393266.2208
|  |  | 7 | Industrial Large | 57856.3973 | 14582.9823 | 43273.4149
|  |  | 8 | Commercial Medium-Flexi-time | 325.7146 | 82.0979 | 243.6167
|  |  | 9 | Commercial Large-Flexi-time | 0 | 0 | 0
|  |  | 10 | Industrial Medium-Flexi-time | 0 | 0 | 0
|  |  | 11 | Industrial Large-Flexi-time | 65903.4345 | 16611.2766 | 49292.1579
|  |  | 12 | FBE (Domestic Indigent) | 16260.0999 | 4098.4361 | 12161.6637
|  |  | 13 | Other consumers | 0 | 0 | 0
|  |  | 14 | Sold to other municipal departments | 17884.4159 | 4507.8528 | 13376.5631
|  |  | 15 |  | 0 | 0 | 0
|  |  | 16 |  | 0 | 0 | 0
|  |  | 17 |  | 0 | 0 | 0
|  |  | 18 |  | 0 | 0 | 0
|  |  | 19 |  | 0 | 0 | 0
|  |  | 20 |  | 0 | 0 | 0
|  |  | 21 |  | 0 | 0 | 0
|  |  | 22 |  | 0 | 0 | 0
|  |  | 23 |  | 0 | 0 | 0
|  |  | 24 |  | 0 | 0 | 0
|  |  | 25 |  | 0 | 0 | 0
|  |  |  | Total (kWh) | 1730791.0333 | 436254.1782 | 1294536.855
Non-Eskom Power Purchases
Volumes (kWh)
|  |  |  | Non-Eskom Sources of Electricity Purchases | Total volume in Year 2 (kWh) | Adjustment to Eskom purchases (kWh)
|  |  |  | DG Exports | 0 | 0
|  |  |  | Independent Power Producers Conventional | 0 | 0
|  |  |  | Independent Power Producers Renewable Energy | 0 | 0
|  |  |  | Self Generation | 0 | 0
|  |  |  | Other | 0 | 0
|  |  |  | Total | 0
Costs (Rand)
|  |  |  | Non-Eskom Sources of Electricity Purchases | Total Purchase costs in Year 2 (Rand)
|  |  | 1 | DG Exports | 0
|  |  | 2 | Independent Power Producers Conventional | 0
|  |  | 3 | Independent Power Producers Renewable Energy | 0
|  |  | 4 | Self Generation | 0
|  |  | 5 | Other | 0
|  |  |  | Total | 0
Eskom Power Purchases
Adjustments for DG effect
[6 empty] | High season |  |  | Low season
[6 empty] | High season | High season | High season | Low season | Low season | Low season
[5 empty] | Total | Offpeak | Standard | Peak | Offpeak | Standard | Peak
|  |  |  | Unlevelled | 100% | 0% | 27.63% | 0% | 0% | 72.37% | 0%
|  |  |  | TOU effect marker |  | 0 | 1 | 0 | 0 | 1 | 0
|  |  |  | Levelled | 0% | -19.17% | 27.63% | -8.351% | -51.49% | 72.37% | -20.98%
Active Energy Volumes (kWh) - before final levelling
[6 empty] | High season |  |  | Low season
[6 empty] | High season | High season | High season | Low season | Low season | Low season
|  |  |  | PODs | Total kWh purchases in Year 2 (levelled) | Offpeak | Standard | Peak | Offpeak | Standard | Peak | Total kWh purchases in Year 2 unlevelled
|  |  | 1 | CONDALE 33KV | 664405007.1236 | 75436904.6831 | 74447665.6641 | 32821530.8133 | 203822464.7051 | 194853937.3934 | 83022503.8646 | 664405007.1236
|  |  | 2 | AZAADVILLE | 21869202.3078 | 2831270.9028 | 2845957.7083 | 1267435.7825 | 6383231.5246 | 5912727.9235 | 2628578.4663 | 21869202.3078
|  |  | 3 |  | 0 | 0 | 0 | 0 | 0 | 0 | 0 | 0
|  |  | 4 |  | 0 | 0 | 0 | 0 | 0 | 0 | 0 | 0
|  |  | 5 |  | 0 | 0 | 0 | 0 | 0 | 0 | 0 | 0
|  |  | 6 |  | 0 | 0 | 0 | 0 | 0 | 0 | 0 | 0
|  |  | 7 |  | 0 | 0 | 0 | 0 | 0 | 0 | 0 | 0
|  |  | 8 |  | 0 | 0 | 0 | 0 | 0 | 0 | 0 | 0
|  |  | 9 |  | 0 | 0 | 0 | 0 | 0 | 0 | 0 | 0
|  |  | 10 |  | 0 | 0 | 0 | 0 | 0 | 0 | 0 | 0
|  |  | 11 |  | 0 | 0 | 0 | 0 | 0 | 0 | 0 | 0
|  |  | 12 |  | 0 | 0 | 0 | 0 | 0 | 0 | 0 | 0
|  |  | 13 |  | 0 | 0 | 0 | 0 | 0 | 0 | 0 | 0
|  |  | 14 |  | 0 | 0 | 0 | 0 | 0 | 0 | 0 | 0
|  |  | 15 |  | 0 | 0 | 0 | 0 | 0 | 0 | 0 | 0
|  |  |  | Total | 686274209.4314 | 78268175.5859 | 77293623.3724 | 34088966.5958 | 210205696.2296 | 200766665.3169 | 85651082.3308 | 686274209.4314
Active Energy Volumes (kWh) - after final levelling
[6 empty] | High season |  |  | Low season
[6 empty] | High season | High season | High season | Low season | Low season | Low season
|  |  |  | PODs | Total kWh purchases in Year 2 | Offpeak | Standard | Peak | Offpeak | Standard | Peak
|  |  | 1 | CONDALE 33KV | 664405007.1236 | 75436904.6831 | 74447665.6641 | 32821530.8133 | 203822464.7051 | 194853937.3934 | 83022503.8646
|  |  | 2 | AZAADVILLE | 21869202.3078 | 2831270.9028 | 2845957.7083 | 1267435.7825 | 6383231.5246 | 5912727.9235 | 2628578.4663
|  |  | 3 |  | 0 | 0 | 0 | 0 | 0 | 0 | 0
|  |  | 4 |  | 0 | 0 | 0 | 0 | 0 | 0 | 0
|  |  | 5 |  | 0 | 0 | 0 | 0 | 0 | 0 | 0
|  |  | 6 |  | 0 | 0 | 0 | 0 | 0 | 0 | 0
|  |  | 7 |  | 0 | 0 | 0 | 0 | 0 | 0 | 0
|  |  | 8 |  | 0 | 0 | 0 | 0 | 0 | 0 | 0
|  |  | 9 |  | 0 | 0 | 0 | 0 | 0 | 0 | 0
|  |  | 10 |  | 0 | 0 | 0 | 0 | 0 | 0 | 0
|  |  | 11 |  | 0 | 0 | 0 | 0 | 0 | 0 | 0
|  |  | 12 |  | 0 | 0 | 0 | 0 | 0 | 0 | 0
|  |  | 13 |  | 0 | 0 | 0 | 0 | 0 | 0 | 0
|  |  | 14 |  | 0 | 0 | 0 | 0 | 0 | 0 | 0
|  |  | 15 |  | 0 | 0 | 0 | 0 | 0 | 0 | 0
|  |  |  | Total | 686274209.4314 | 78268175.5859 | 77293623.3724 | 34088966.5958 | 210205696.2296 | 200766665.3169 | 85651082.3308
TOU default values calculation
[6 empty] | High season |  |  | Low season
[6 empty] | High season | High season | High season | Low season | Low season | Low season
[5 empty] | Total | Offpeak | Standard | Peak | Offpeak | Standard | Peak
|  |  |  | Total Eskom purchases (kWh) | 686274209.4314 | 78268175.5859 | 77293623.3724 | 34088966.5958 | 210205696.2296 | 200766665.3169 | 85651082.3308
|  |  |  | Total Eskom purchases (% of total) | 100% | 11.4% | 11.26% | 4.967% | 30.63% | 29.25% | 12.48%
|  |  |  | Total Non-Eskom purchases (kWh) | 0 | 0 | 0 | 0 | 0 | 0 | 0
|  |  |  | Total purchases (kWh) | 686274209.4314 | 78268175.5859 | 77293623.3724 | 34088966.5958 | 210205696.2296 | 200766665.3169 | 85651082.3308
|  |  |  | Total energy requirements from customer categories with TOU data (kWh) | 20932223.8802 | 6279667.1641 | 0 | 0 | 14652556.7161 | 0 | 0
|  |  |  | Total energy requirements from TOU categories (%) | 100% | 30% | 0% | 0% | 70% | 0% | 0%
|  |  |  | Total energy requirements from remaining categories (kWh) | 665341985.5512 | 71988508.4219 | 77293623.3724 | 34088966.5958 | 195553139.5135 | 200766665.3169 | 85651082.3308
|  |  |  | Total energy requirements from remaining categories (%) | 100% | 10.82% | 11.62% | 5.124% | 29.39% | 30.17% | 12.87%
Reactive Energy Volumes (kVArh)
[6 empty] | High season |  |  | Low season
[6 empty] | High season | High season | High season | Low season | Low season | Low season
|  |  |  | PODs | Total kVArh purchases in Year 2 | Offpeak | Standard | Peak | Offpeak | Standard | Peak
|  |  | 1 | CONDALE 33KV | 0 | 0 | 0 | 0 | 0 | 0 | 0
|  |  | 2 | AZAADVILLE | 0 | 0 | 0 | 0 | 0 | 0 | 0
|  |  | 3 |  | 0 | 0 | 0 | 0 | 0 | 0 | 0
|  |  | 4 |  | 0 | 0 | 0 | 0 | 0 | 0 | 0
|  |  | 5 |  | 0 | 0 | 0 | 0 | 0 | 0 | 0
|  |  | 6 |  | 0 | 0 | 0 | 0 | 0 | 0 | 0
|  |  | 7 |  | 0 | 0 | 0 | 0 | 0 | 0 | 0
|  |  | 8 |  | 0 | 0 | 0 | 0 | 0 | 0 | 0
|  |  | 9 |  | 0 | 0 | 0 | 0 | 0 | 0 | 0
|  |  | 10 |  | 0 | 0 | 0 | 0 | 0 | 0 | 0
|  |  | 11 |  | 0 | 0 | 0 | 0 | 0 | 0 | 0
|  |  | 12 |  | 0 | 0 | 0 | 0 | 0 | 0 | 0
|  |  | 13 |  | 0 | 0 | 0 | 0 | 0 | 0 | 0
|  |  | 14 |  | 0 | 0 | 0 | 0 | 0 | 0 | 0
|  |  | 15 |  | 0 | 0 | 0 | 0 | 0 | 0 | 0
|  |  |  | Total | 0 | 0 | 0 | 0 | 0 | 0 | 0
Cumulative monthly MD (kVA)
|  |  |  | PODs | Cumulative MD for Year 2 (kVA) | High season | Low season
|  |  | 1 | CONDALE 33KV | 1134697.467 | 354593.2753 | 780104.1918
|  |  | 2 | AZAADVILLE | 50309.3707 | 16967.272 | 33342.0987
|  |  | 3 |  | 0 | 0 | 0
|  |  | 4 |  | 0 | 0 | 0
|  |  | 5 |  | 0 | 0 | 0
|  |  | 6 |  | 0 | 0 | 0
|  |  | 7 |  | 0 | 0 | 0
|  |  | 8 |  | 0 | 0 | 0
|  |  | 9 |  | 0 | 0 | 0
|  |  | 10 |  | 0 | 0 | 0
|  |  | 11 |  | 0 | 0 | 0
|  |  | 12 |  | 0 | 0 | 0
|  |  | 13 |  | 0 | 0 | 0
|  |  | 14 |  | 0 | 0 | 0
|  |  | 15 |  | 0 | 0 | 0
|  |  |  | Total | 1185006.8377 | 371560.5473 | 813446.2904
Cumulative monthly NMD (kVA)
|  |  |  | PODs | Cumulative NMD for Year 2 (kVA) | High season | Low season
|  |  | 1 | CONDALE 33KV | 1703215.6405 | 425803.9101 | 1277411.7304
|  |  | 2 | AZAADVILLE | 91243.695 | 22810.9238 | 68432.7713
|  |  | 3 |  | 0 | 0 | 0
|  |  | 4 |  | 0 | 0 | 0
|  |  | 5 |  | 0 | 0 | 0
|  |  | 6 |  | 0 | 0 | 0
|  |  | 7 |  | 0 | 0 | 0
|  |  | 8 |  | 0 | 0 | 0
|  |  | 9 |  | 0 | 0 | 0
|  |  | 10 |  | 0 | 0 | 0
|  |  | 11 |  | 0 | 0 | 0
|  |  | 12 |  | 0 | 0 | 0
|  |  | 13 |  | 0 | 0 | 0
|  |  | 14 |  | 0 | 0 | 0
|  |  | 15 |  | 0 | 0 | 0
|  |  |  | Total | 1794459.3356 | 448614.8339 | 1345844.5017
Power Purchase Rates by POD, TOU, season
[5 empty] | Season | High season | High season | High season | High season | High season | High season | High season | High season | High season | High season | High season | High season | High season | High season | High season | High season | High season | High season | High season | High season | High season | High season | High season | High season | Low season | Low season | Low season | Low season | Low season | Low season | Low season | Low season | Low season | Low season | Low season | Low season | Low season | Low season | Low season | Low season | Low season | Low season | Low season | Low season | Low season | Low season | Low season | Low season
[5 empty] | TOU period | Offpeak | Offpeak | Offpeak | Offpeak | Offpeak | Offpeak | Offpeak | Offpeak | Standard | Standard | Standard | Standard | Standard | Standard | Standard | Standard | Peak | Peak | Peak | Peak | Peak | Peak | Peak | Peak | Offpeak | Offpeak | Offpeak | Offpeak | Offpeak | Offpeak | Offpeak | Offpeak | Standard | Standard | Standard | Standard | Standard | Standard | Standard | Standard | Peak | Peak | Peak | Peak | Peak | Peak | Peak | Peak
[5 empty] | Type of charge | c/kWh | R/KVA/month (MD) | R/KVA/month (NMD) | c/KVArh | R/POD/day | R/POD/month | R/account/day | 0 | c/kWh | R/KVA/month (MD) | R/KVA/month (NMD) | c/KVArh | R/POD/day | R/POD/month | R/account/day | 0 | c/kWh | R/KVA/month (MD) | R/KVA/month (NMD) | c/KVArh | R/POD/day | R/POD/month | R/account/day | 0 | c/kWh | R/KVA/month (MD) | R/KVA/month (NMD) | c/KVArh | R/POD/day | R/POD/month | R/account/day | 0 | c/kWh | R/KVA/month (MD) | R/KVA/month (NMD) | c/KVArh | R/POD/day | R/POD/month | R/account/day | 0 | c/kWh | R/KVA/month (MD) | R/KVA/month (NMD) | c/KVArh | R/POD/day | R/POD/month | R/account/day | 0
[6 empty] | 1 | 2 | 3 | 4 | 5 | 6 | 7 | 0 | 1 | 2 | 3 | 4 | 5 | 6 | 7 | 0 | 1 | 2 | 3 | 4 | 5 | 6 | 7 | 0 | 1 | 2 | 3 | 4 | 5 | 6 | 7 | 0 | 1 | 2 | 3 | 4 | 5 | 6 | 7 | 0 | 1 | 2 | 3 | 4 | 5 | 6 | 7 | 0
PODs
|  |  | 1 | CONDALE 33KV |  | 135.85 | 24.67 | 60.11 | 322 | 19.67 | 0 | 1135.92 | 0 | 192.29 | 24.67 | 60.11 | 322 | 19.67 | 0 | 1135.92 | 0 | 700.34 | 24.67 | 60.11 | 322 | 19.67 | 0 | 1135.92 | 0 | 135.85 | 24.67 | 60.11 | 322 | 19.67 | 0 | 1135.92 | 0 | 181 | 24.67 | 60.11 | 322 | 19.67 | 0 | 1135.92 | 0 | 304.07 | 24.67 | 60.11 | 322 | 19.67 | 0 | 1135.92 | 0
|  |  | 2 | AZAADVILLE |  | 135.85 | 24.67 | 60.11 | 322 | 19.67 | 0 | 1135.92 | 0 | 192.29 | 24.67 | 60.11 | 322 | 19.67 | 0 | 1135.92 | 0 | 700.34 | 24.67 | 60.11 | 322 | 19.67 | 0 | 1135.92 | 0 | 135.85 | 24.67 | 60.11 | 322 | 19.67 | 0 | 1135.92 | 0 | 181 | 24.67 | 60.11 | 322 | 19.67 | 0 | 1135.92 | 0 | 304.07 | 24.67 | 60.11 | 322 | 19.67 | 0 | 1135.92 | 0
|  |  | 3 |  |  | 0 | 0 | 0 | 0 | 0 | 0 | 0 | 0 | 0 | 0 | 0 | 0 | 0 | 0 | 0 | 0 | 0 | 0 | 0 | 0 | 0 | 0 | 0 | 0 | 0 | 0 | 0 | 0 | 0 | 0 | 0 | 0 | 0 | 0 | 0 | 0 | 0 | 0 | 0 | 0 | 0 | 0 | 0 | 0 | 0 | 0 | 0 | 0
|  |  | 4 |  |  | 0 | 0 | 0 | 0 | 0 | 0 | 0 | 0 | 0 | 0 | 0 | 0 | 0 | 0 | 0 | 0 | 0 | 0 | 0 | 0 | 0 | 0 | 0 | 0 | 0 | 0 | 0 | 0 | 0 | 0 | 0 | 0 | 0 | 0 | 0 | 0 | 0 | 0 | 0 | 0 | 0 | 0 | 0 | 0 | 0 | 0 | 0 | 0
|  |  | 5 |  |  | 0 | 0 | 0 | 0 | 0 | 0 | 0 | 0 | 0 | 0 | 0 | 0 | 0 | 0 | 0 | 0 | 0 | 0 | 0 | 0 | 0 | 0 | 0 | 0 | 0 | 0 | 0 | 0 | 0 | 0 | 0 | 0 | 0 | 0 | 0 | 0 | 0 | 0 | 0 | 0 | 0 | 0 | 0 | 0 | 0 | 0 | 0 | 0
|  |  | 6 |  |  | 0 | 0 | 0 | 0 | 0 | 0 | 0 | 0 | 0 | 0 | 0 | 0 | 0 | 0 | 0 | 0 | 0 | 0 | 0 | 0 | 0 | 0 | 0 | 0 | 0 | 0 | 0 | 0 | 0 | 0 | 0 | 0 | 0 | 0 | 0 | 0 | 0 | 0 | 0 | 0 | 0 | 0 | 0 | 0 | 0 | 0 | 0 | 0
|  |  | 7 |  |  | 0 | 0 | 0 | 0 | 0 | 0 | 0 | 0 | 0 | 0 | 0 | 0 | 0 | 0 | 0 | 0 | 0 | 0 | 0 | 0 | 0 | 0 | 0 | 0 | 0 | 0 | 0 | 0 | 0 | 0 | 0 | 0 | 0 | 0 | 0 | 0 | 0 | 0 | 0 | 0 | 0 | 0 | 0 | 0 | 0 | 0 | 0 | 0
|  |  | 8 |  |  | 0 | 0 | 0 | 0 | 0 | 0 | 0 | 0 | 0 | 0 | 0 | 0 | 0 | 0 | 0 | 0 | 0 | 0 | 0 | 0 | 0 | 0 | 0 | 0 | 0 | 0 | 0 | 0 | 0 | 0 | 0 | 0 | 0 | 0 | 0 | 0 | 0 | 0 | 0 | 0 | 0 | 0 | 0 | 0 | 0 | 0 | 0 | 0
|  |  | 9 |  |  | 0 | 0 | 0 | 0 | 0 | 0 | 0 | 0 | 0 | 0 | 0 | 0 | 0 | 0 | 0 | 0 | 0 | 0 | 0 | 0 | 0 | 0 | 0 | 0 | 0 | 0 | 0 | 0 | 0 | 0 | 0 | 0 | 0 | 0 | 0 | 0 | 0 | 0 | 0 | 0 | 0 | 0 | 0 | 0 | 0 | 0 | 0 | 0
|  |  | 10 |  |  | 0 | 0 | 0 | 0 | 0 | 0 | 0 | 0 | 0 | 0 | 0 | 0 | 0 | 0 | 0 | 0 | 0 | 0 | 0 | 0 | 0 | 0 | 0 | 0 | 0 | 0 | 0 | 0 | 0 | 0 | 0 | 0 | 0 | 0 | 0 | 0 | 0 | 0 | 0 | 0 | 0 | 0 | 0 | 0 | 0 | 0 | 0 | 0
|  |  | 11 |  |  | 0 | 0 | 0 | 0 | 0 | 0 | 0 | 0 | 0 | 0 | 0 | 0 | 0 | 0 | 0 | 0 | 0 | 0 | 0 | 0 | 0 | 0 | 0 | 0 | 0 | 0 | 0 | 0 | 0 | 0 | 0 | 0 | 0 | 0 | 0 | 0 | 0 | 0 | 0 | 0 | 0 | 0 | 0 | 0 | 0 | 0 | 0 | 0
|  |  | 12 |  |  | 0 | 0 | 0 | 0 | 0 | 0 | 0 | 0 | 0 | 0 | 0 | 0 | 0 | 0 | 0 | 0 | 0 | 0 | 0 | 0 | 0 | 0 | 0 | 0 | 0 | 0 | 0 | 0 | 0 | 0 | 0 | 0 | 0 | 0 | 0 | 0 | 0 | 0 | 0 | 0 | 0 | 0 | 0 | 0 | 0 | 0 | 0 | 0
|  |  | 13 |  |  | 0 | 0 | 0 | 0 | 0 | 0 | 0 | 0 | 0 | 0 | 0 | 0 | 0 | 0 | 0 | 0 | 0 | 0 | 0 | 0 | 0 | 0 | 0 | 0 | 0 | 0 | 0 | 0 | 0 | 0 | 0 | 0 | 0 | 0 | 0 | 0 | 0 | 0 | 0 | 0 | 0 | 0 | 0 | 0 | 0 | 0 | 0 | 0
|  |  | 14 |  |  | 0 | 0 | 0 | 0 | 0 | 0 | 0 | 0 | 0 | 0 | 0 | 0 | 0 | 0 | 0 | 0 | 0 | 0 | 0 | 0 | 0 | 0 | 0 | 0 | 0 | 0 | 0 | 0 | 0 | 0 | 0 | 0 | 0 | 0 | 0 | 0 | 0 | 0 | 0 | 0 | 0 | 0 | 0 | 0 | 0 | 0 | 0 | 0
|  |  | 15 |  |  | 0 | 0 | 0 | 0 | 0 | 0 | 0 | 0 | 0 | 0 | 0 | 0 | 0 | 0 | 0 | 0 | 0 | 0 | 0 | 0 | 0 | 0 | 0 | 0 | 0 | 0 | 0 | 0 | 0 | 0 | 0 | 0 | 0 | 0 | 0 | 0 | 0 | 0 | 0 | 0 | 0 | 0 | 0 | 0 | 0 | 0 | 0 | 0
Total
Power Purchase costs by POD, TOU, season, type of charge (Rand) - BEFORE accounting for increase in Eskom rates
[5 empty] | Season | High season | High season | High season | High season | High season | High season | High season | High season | High season | High season | High season | High season | High season | High season | High season | High season | High season | High season | High season | High season | High season | High season | High season | High season | Low season | Low season | Low season | Low season | Low season | Low season | Low season | Low season | Low season | Low season | Low season | Low season | Low season | Low season | Low season | Low season | Low season | Low season | Low season | Low season | Low season | Low season | Low season | Low season
[5 empty] | TOU period | Offpeak | Offpeak | Offpeak | Offpeak | Offpeak | Offpeak | Offpeak | Offpeak | Standard | Standard | Standard | Standard | Standard | Standard | Standard | Standard | Peak | Peak | Peak | Peak | Peak | Peak | Peak | Peak | Offpeak | Offpeak | Offpeak | Offpeak | Offpeak | Offpeak | Offpeak | Offpeak | Standard | Standard | Standard | Standard | Standard | Standard | Standard | Standard | Peak | Peak | Peak | Peak | Peak | Peak | Peak | Peak
[5 empty] | Type of charge | c/kWh | R/KVA/month (MD) | R/KVA/month (NMD) | c/KVArh | R/POD/day | R/POD/month | R/account/day | 0 | c/kWh | R/KVA/month (MD) | R/KVA/month (NMD) | c/KVArh | R/POD/day | R/POD/month | R/account/day | 0 | c/kWh | R/KVA/month (MD) | R/KVA/month (NMD) | c/KVArh | R/POD/day | R/POD/month | R/account/day | 0 | c/kWh | R/KVA/month (MD) | R/KVA/month (NMD) | c/KVArh | R/POD/day | R/POD/month | R/account/day | 0 | c/kWh | R/KVA/month (MD) | R/KVA/month (NMD) | c/KVArh | R/POD/day | R/POD/month | R/account/day | 0 | c/kWh | R/KVA/month (MD) | R/KVA/month (NMD) | c/KVArh | R/POD/day | R/POD/month | R/account/day | 0
[5 empty] | Category of charge | Energy | Demand | Demand | Energy | Fixed | Fixed | Fixed | 0 | Energy | Demand | Demand | Energy | Fixed | Fixed | Fixed | 0 | Energy | Demand | Demand | Energy | Fixed | Fixed | Fixed | 0 | Energy | Demand | Demand | Energy | Fixed | Fixed | Fixed | 0 | Energy | Demand | Demand | Energy | Fixed | Fixed | Fixed | 0 | Energy | Demand | Demand | Energy | Fixed | Fixed | Fixed | 0
|  |  |  | PODs | Total costs (Rand)
|  |  | 1 | CONDALE 33KV | 1487901402.2291 | 102481035.012 | 3611856.228 | 10567863.2125 | 0 | 205.4675 |  |  |  | 143155416.3055 | 3564492.2869 | 10429281.9348 | 0 | 202.7731 |  |  |  | 229862308.8979 | 1571467.5858 | 4597927.8911 | 0 | 89.396 |  |  |  | 276892818.3018 | 8143257.1638 | 32490322.1062 | 0 | 1647.3511 |  |  |  | 352685626.682 | 7784940.31 | 31060693.9168 | 0 | 1574.8649 |  |  |  | 252446527.501 | 3316972.9368 | 13234203.092 | 0 | 671.0115
|  |  | 2 | AZAADVILLE | 52291539.4809 | 3846281.5214 | 170651.981 | 559010.2403 | 0 | 234.2829 |  |  |  | 5472492.0772 | 171537.2133 | 561910.0245 | 0 | 235.4983 |  |  |  | 8876359.759 | 76393.4058 | 250244.3622 | 0 | 104.8782 |  |  |  | 8671620.0261 | 351804.8201 | 1759343.1682 | 0 | 1567.3813 |  |  |  | 10702037.5415 | 325873.529 | 1629663.1945 | 0 | 1451.8507 |  |  |  | 7992718.5423 | 144871.2256 | 724487.5184 | 0 | 645.4387
|  |  | 3 |  | 0 | 0 | 0 | 0 | 0 | 0 |  |  |  | 0 | 0 | 0 | 0 | 0 |  |  |  | 0 | 0 | 0 | 0 | 0 |  |  |  | 0 | 0 | 0 | 0 | 0 |  |  |  | 0 | 0 | 0 | 0 | 0 |  |  |  | 0 | 0 | 0 | 0 | 0
|  |  | 4 |  | 0 | 0 | 0 | 0 | 0 | 0 |  |  |  | 0 | 0 | 0 | 0 | 0 |  |  |  | 0 | 0 | 0 | 0 | 0 |  |  |  | 0 | 0 | 0 | 0 | 0 |  |  |  | 0 | 0 | 0 | 0 | 0 |  |  |  | 0 | 0 | 0 | 0 | 0
|  |  | 5 |  | 0 | 0 | 0 | 0 | 0 | 0 |  |  |  | 0 | 0 | 0 | 0 | 0 |  |  |  | 0 | 0 | 0 | 0 | 0 |  |  |  | 0 | 0 | 0 | 0 | 0 |  |  |  | 0 | 0 | 0 | 0 | 0 |  |  |  | 0 | 0 | 0 | 0 | 0
|  |  | 6 |  | 0 | 0 | 0 | 0 | 0 | 0 |  |  |  | 0 | 0 | 0 | 0 | 0 |  |  |  | 0 | 0 | 0 | 0 | 0 |  |  |  | 0 | 0 | 0 | 0 | 0 |  |  |  | 0 | 0 | 0 | 0 | 0 |  |  |  | 0 | 0 | 0 | 0 | 0
|  |  | 7 |  | 0 | 0 | 0 | 0 | 0 | 0 |  |  |  | 0 | 0 | 0 | 0 | 0 |  |  |  | 0 | 0 | 0 | 0 | 0 |  |  |  | 0 | 0 | 0 | 0 | 0 |  |  |  | 0 | 0 | 0 | 0 | 0 |  |  |  | 0 | 0 | 0 | 0 | 0
|  |  | 8 |  | 0 | 0 | 0 | 0 | 0 | 0 |  |  |  | 0 | 0 | 0 | 0 | 0 |  |  |  | 0 | 0 | 0 | 0 | 0 |  |  |  | 0 | 0 | 0 | 0 | 0 |  |  |  | 0 | 0 | 0 | 0 | 0 |  |  |  | 0 | 0 | 0 | 0 | 0
|  |  | 9 |  | 0 | 0 | 0 | 0 | 0 | 0 |  |  |  | 0 | 0 | 0 | 0 | 0 |  |  |  | 0 | 0 | 0 | 0 | 0 |  |  |  | 0 | 0 | 0 | 0 | 0 |  |  |  | 0 | 0 | 0 | 0 | 0 |  |  |  | 0 | 0 | 0 | 0 | 0
|  |  | 10 |  | 0 | 0 | 0 | 0 | 0 | 0 |  |  |  | 0 | 0 | 0 | 0 | 0 |  |  |  | 0 | 0 | 0 | 0 | 0 |  |  |  | 0 | 0 | 0 | 0 | 0 |  |  |  | 0 | 0 | 0 | 0 | 0 |  |  |  | 0 | 0 | 0 | 0 | 0
|  |  | 11 |  | 0 | 0 | 0 | 0 | 0 | 0 |  |  |  | 0 | 0 | 0 | 0 | 0 |  |  |  | 0 | 0 | 0 | 0 | 0 |  |  |  | 0 | 0 | 0 | 0 | 0 |  |  |  | 0 | 0 | 0 | 0 | 0 |  |  |  | 0 | 0 | 0 | 0 | 0
|  |  | 12 |  | 0 | 0 | 0 | 0 | 0 | 0 |  |  |  | 0 | 0 | 0 | 0 | 0 |  |  |  | 0 | 0 | 0 | 0 | 0 |  |  |  | 0 | 0 | 0 | 0 | 0 |  |  |  | 0 | 0 | 0 | 0 | 0 |  |  |  | 0 | 0 | 0 | 0 | 0
|  |  | 13 |  | 0 | 0 | 0 | 0 | 0 | 0 |  |  |  | 0 | 0 | 0 | 0 | 0 |  |  |  | 0 | 0 | 0 | 0 | 0 |  |  |  | 0 | 0 | 0 | 0 | 0 |  |  |  | 0 | 0 | 0 | 0 | 0 |  |  |  | 0 | 0 | 0 | 0 | 0
|  |  | 14 |  | 0 | 0 | 0 | 0 | 0 | 0 |  |  |  | 0 | 0 | 0 | 0 | 0 |  |  |  | 0 | 0 | 0 | 0 | 0 |  |  |  | 0 | 0 | 0 | 0 | 0 |  |  |  | 0 | 0 | 0 | 0 | 0 |  |  |  | 0 | 0 | 0 | 0 | 0
|  |  | 15 |  | 0 | 0 | 0 | 0 | 0 | 0 |  |  |  | 0 | 0 | 0 | 0 | 0 |  |  |  | 0 | 0 | 0 | 0 | 0 |  |  |  | 0 | 0 | 0 | 0 | 0 |  |  |  | 0 | 0 | 0 | 0 | 0 |  |  |  | 0 | 0 | 0 | 0 | 0
|  |  |  | Total (Rand) | 1540192941.71 | 106327316.5335 | 3782508.2091 | 11126873.4528 | 0 | 439.7504 | 0 | 0 | 0 | 148627908.3827 | 3736029.5002 | 10991191.9593 | 0 | 438.2714 | 0 | 0 | 0 | 238738668.6569 | 1647860.9916 | 4848172.2533 | 0 | 194.2742 | 0 | 0 | 0 | 285564438.328 | 8495061.9838 | 34249665.2744 | 0 | 3214.7324 | 0 | 0 | 0 | 363387664.2235 | 8110813.839 | 32690357.1113 | 0 | 3026.7156 | 0 | 0 | 0 | 260439246.0434 | 3461844.1625 | 13958690.6105 | 0 | 1316.4502 | 0 | 0 | 0
|  |  |  | Average (cR/kWh) | 224.4282
Power Purchase costs by POD, TOU, season, category of charge (Rand) - AFTER accounting for increase in Eskom rates
[5 empty] | Season | 1: High season; 2: High season; 3: High season; 4: High season; 5: High season; 6: High season; 7: High season; 0: High season; 1: High season; 2: Low season; 3: Low season; 4: Low season; 5: Low season; 6: Low season; 7: Low season; 0: Low season; 1: Low season; 2: Low season
[5 empty] | TOU period | 1: Offpeak; 2: Offpeak; 3: Offpeak; 4: Standard; 5: Standard; 6: Standard; 7: Peak; 0: Peak; 1: Peak; 2: Offpeak; 3: Offpeak; 4: Offpeak; 5: Standard; 6: Standard; 7: Standard; 0: Peak; 1: Peak; 2: Peak
[5 empty] | Category of Eskom charge | 1: Energy; 2: Demand; 3: Fixed; 4: Energy; 5: Demand; 6: Fixed; 7: Energy; 0: Demand; 1: Fixed; 2: Energy; 3: Demand; 4: Fixed; 5: Energy; 6: Demand; 7: Fixed; 0: Energy; 1: Demand; 2: Fixed
[5 empty] | Class of charge | 1: Energy; 2: Demand; 3: Customer; 4: Energy; 5: Demand; 6: Customer; 7: Energy; 0: Demand; 1: Customer; 2: Energy; 3: Demand; 4: Customer; 5: Energy; 6: Demand; 7: Customer; 0: Energy; 1: Demand; 2: Customer
|  |  |  | PODs | Total costs (Rand)
|  |  | 1 | CONDALE 33KV | 1621961318.5699 | 1: 111714576.2666; 2: 15457312.1621; 3: 223.9801; 4: 156053719.3146; 5: 15254613.279; 6: 221.043; 7: 250572902.9296; 0: 6725258.0093; 1: 97.4506; 2: 301840861.2308; 3: 44294664.7622; 4: 1795.7774; 5: 384462601.646; 6: 42345625.8707; 7: 1716.7602; 0: 275191959.6289; 1: 18042436.9891; 2: 731.4696
|  |  | 2 | AZAADVILLE | 57003007.1881 | 1: 4192831.4865; 2: 795404.7875; 3: 255.3918; 4: 5965563.6134; 5: 799530.834; 6: 256.7166; 7: 9676119.7733; 0: 356067.831; 1: 114.3277; 2: 9452932.9905; 3: 2301362.422; 4: 1708.6024; 5: 11666291.124; 6: 2131730.5823; 7: 1582.6625; 0: 8712862.483; 1: 947687.9669; 2: 703.5927
|  |  | 3 |  | 0 | 1: 0; 2: 0; 3: 0; 4: 0; 5: 0; 6: 0; 7: 0; 0: 0; 1: 0; 2: 0; 3: 0; 4: 0; 5: 0; 6: 0; 7: 0; 0: 0; 1: 0; 2: 0
|  |  | 4 |  | 0 | 1: 0; 2: 0; 3: 0; 4: 0; 5: 0; 6: 0; 7: 0; 0: 0; 1: 0; 2: 0; 3: 0; 4: 0; 5: 0; 6: 0; 7: 0; 0: 0; 1: 0; 2: 0
|  |  | 5 |  | 0 | 1: 0; 2: 0; 3: 0; 4: 0; 5: 0; 6: 0; 7: 0; 0: 0; 1: 0; 2: 0; 3: 0; 4: 0; 5: 0; 6: 0; 7: 0; 0: 0; 1: 0; 2: 0
|  |  | 6 |  | 0 | 1: 0; 2: 0; 3: 0; 4: 0; 5: 0; 6: 0; 7: 0; 0: 0; 1: 0; 2: 0; 3: 0; 4: 0; 5: 0; 6: 0; 7: 0; 0: 0; 1: 0; 2: 0
|  |  | 7 |  | 0 | 1: 0; 2: 0; 3: 0; 4: 0; 5: 0; 6: 0; 7: 0; 0: 0; 1: 0; 2: 0; 3: 0; 4: 0; 5: 0; 6: 0; 7: 0; 0: 0; 1: 0; 2: 0
|  |  | 8 |  | 0 | 1: 0; 2: 0; 3: 0; 4: 0; 5: 0; 6: 0; 7: 0; 0: 0; 1: 0; 2: 0; 3: 0; 4: 0; 5: 0; 6: 0; 7: 0; 0: 0; 1: 0; 2: 0
|  |  | 9 |  | 0 | 1: 0; 2: 0; 3: 0; 4: 0; 5: 0; 6: 0; 7: 0; 0: 0; 1: 0; 2: 0; 3: 0; 4: 0; 5: 0; 6: 0; 7: 0; 0: 0; 1: 0; 2: 0
|  |  | 10 |  | 0 | 1: 0; 2: 0; 3: 0; 4: 0; 5: 0; 6: 0; 7: 0; 0: 0; 1: 0; 2: 0; 3: 0; 4: 0; 5: 0; 6: 0; 7: 0; 0: 0; 1: 0; 2: 0
|  |  | 11 |  | 0 | 1: 0; 2: 0; 3: 0; 4: 0; 5: 0; 6: 0; 7: 0; 0: 0; 1: 0; 2: 0; 3: 0; 4: 0; 5: 0; 6: 0; 7: 0; 0: 0; 1: 0; 2: 0
|  |  | 12 |  | 0 | 1: 0; 2: 0; 3: 0; 4: 0; 5: 0; 6: 0; 7: 0; 0: 0; 1: 0; 2: 0; 3: 0; 4: 0; 5: 0; 6: 0; 7: 0; 0: 0; 1: 0; 2: 0
|  |  | 13 |  | 0 | 1: 0; 2: 0; 3: 0; 4: 0; 5: 0; 6: 0; 7: 0; 0: 0; 1: 0; 2: 0; 3: 0; 4: 0; 5: 0; 6: 0; 7: 0; 0: 0; 1: 0; 2: 0
|  |  | 14 |  | 0 | 1: 0; 2: 0; 3: 0; 4: 0; 5: 0; 6: 0; 7: 0; 0: 0; 1: 0; 2: 0; 3: 0; 4: 0; 5: 0; 6: 0; 7: 0; 0: 0; 1: 0; 2: 0
|  |  | 15 |  | 0 | 1: 0; 2: 0; 3: 0; 4: 0; 5: 0; 6: 0; 7: 0; 0: 0; 1: 0; 2: 0; 3: 0; 4: 0; 5: 0; 6: 0; 7: 0; 0: 0; 1: 0; 2: 0
|  |  |  | Total | 1678964325.758 | 1: 115907407.7531; 2: 16252716.9496; 3: 479.372; 4: 162019282.928; 5: 16054144.1131; 6: 477.7596; 7: 260249022.7029; 0: 7081325.8403; 1: 211.7783; 2: 311293794.2213; 3: 46596027.1842; 4: 3504.3797; 5: 396128892.77; 6: 44477356.4529; 7: 3299.4227; 0: 283904822.1119; 1: 18990124.956; 2: 1435.0623
|  |  |  | Total (%) | 100% | 1: 6.904%; 2: 0.968%; 3: 2.855e-05%; 4: 9.65%; 5: 0.9562%; 6: 2.846e-05%; 7: 15.5%; 0: 0.4218%; 1: 1.261e-05%; 2: 18.54%; 3: 2.775%; 4: 0.0002087%; 5: 23.59%; 6: 2.649%; 7: 0.0001965%; 0: 16.91%; 1: 1.131%; 2: 8.547e-05%
|  |  |  | Average (cR/kWh) | 244.6492
Power Purchase costs by POD, TOU, season (Rand)
[5 empty] | Season | 1: High season; 2: High season; 3: High season; 4: Low season; 5: Low season; 6: Low season
[5 empty] | TOU period | 1: Offpeak; 2: Standard; 3: Peak; 4: Offpeak; 5: Standard; 6: Peak
|  |  |  | PODs | Total costs (Rand)
|  |  | 1 | CONDALE 33KV | 1621961318.5699 | 1: 127172112.4089; 2: 171308553.6367; 3: 257298258.3895; 4: 346137321.7704; 5: 426809944.2769; 6: 293235128.0875
|  |  | 2 | AZAADVILLE | 57003007.1881 | 1: 4988491.6658; 2: 6765351.164; 3: 10032301.932; 4: 11756004.0149; 5: 13799604.3687; 6: 9661254.0426
|  |  | 3 |  | 0 | 1: 0; 2: 0; 3: 0; 4: 0; 5: 0; 6: 0
|  |  | 4 |  | 0 | 1: 0; 2: 0; 3: 0; 4: 0; 5: 0; 6: 0
|  |  | 5 |  | 0 | 1: 0; 2: 0; 3: 0; 4: 0; 5: 0; 6: 0
|  |  | 6 |  | 0 | 1: 0; 2: 0; 3: 0; 4: 0; 5: 0; 6: 0
|  |  | 7 |  | 0 | 1: 0; 2: 0; 3: 0; 4: 0; 5: 0; 6: 0
|  |  | 8 |  | 0 | 1: 0; 2: 0; 3: 0; 4: 0; 5: 0; 6: 0
|  |  | 9 |  | 0 | 1: 0; 2: 0; 3: 0; 4: 0; 5: 0; 6: 0
|  |  | 10 |  | 0 | 1: 0; 2: 0; 3: 0; 4: 0; 5: 0; 6: 0
|  |  | 11 |  | 0 | 1: 0; 2: 0; 3: 0; 4: 0; 5: 0; 6: 0
|  |  | 12 |  | 0 | 1: 0; 2: 0; 3: 0; 4: 0; 5: 0; 6: 0
|  |  | 13 |  | 0 | 1: 0; 2: 0; 3: 0; 4: 0; 5: 0; 6: 0
|  |  | 14 |  | 0 | 1: 0; 2: 0; 3: 0; 4: 0; 5: 0; 6: 0
|  |  | 15 |  | 0 | 1: 0; 2: 0; 3: 0; 4: 0; 5: 0; 6: 0
|  |  |  | Total | 1678964325.758 | 1: 132160604.0747; 2: 178073904.8007; 3: 267330560.3215; 4: 357893325.7853; 5: 440609548.6456; 6: 302896382.1302
Power Purchase costs by POD, TOU (Rand)
|  |  |  | PODs | Total costs (Rand) | 1: Offpeak; 2: Standard; 3: Peak
|  |  | 1 | CONDALE 33KV | 1621961318.5699 | 1: 473309434.1793; 2: 598118497.9136; 3: 550533386.4771
|  |  | 2 | AZAADVILLE | 57003007.1881 | 1: 16744495.6807; 2: 20564955.5328; 3: 19693555.9746
|  |  | 3 |  | 0 | 1: 0; 2: 0; 3: 0
|  |  | 4 |  | 0 | 1: 0; 2: 0; 3: 0
|  |  | 5 |  | 0 | 1: 0; 2: 0; 3: 0
|  |  | 6 |  | 0 | 1: 0; 2: 0; 3: 0
|  |  | 7 |  | 0 | 1: 0; 2: 0; 3: 0
|  |  | 8 |  | 0 | 1: 0; 2: 0; 3: 0
|  |  | 9 |  | 0 | 1: 0; 2: 0; 3: 0
|  |  | 10 |  | 0 | 1: 0; 2: 0; 3: 0
|  |  | 11 |  | 0 | 1: 0; 2: 0; 3: 0
|  |  | 12 |  | 0 | 1: 0; 2: 0; 3: 0
|  |  | 13 |  | 0 | 1: 0; 2: 0; 3: 0
|  |  | 14 |  | 0 | 1: 0; 2: 0; 3: 0
|  |  | 15 |  | 0 | 1: 0; 2: 0; 3: 0
|  |  |  | Total | 1678964325.758 | 1: 490053929.86; 2: 618683453.4464; 3: 570226942.4517
CAPEX
Consolidated network asset register projections
|  |  |  | Asset Group Label | Total gross asset value (EOY) | 1: RAB Value (BOY); 2: RAB Value (EOY); 3: RAB Value (Mid-Year); 4: Total Depreciation; 5: Estimated O&M costs; 6: Revenue Requirements
|  |  | 1 | 33-132-275kV / Mixed | 0 | 1: -0.02; 2: -0.02; 3: -0.02; 4: 0; 5: 0; 6: 0
|  |  | 2 | 6.6-11 kV / Mixed | 0 | 1: -0.02; 2: -0.02; 3: -0.02; 4: 0; 5: 0; 6: 0
|  |  | 3 | 400 V / Mixed | 0 | 1: -0.02; 2: -0.02; 3: -0.02; 4: 0; 5: 0; 6: 0
|  |  | 4 |  | 0 | 1: 0; 2: 0; 3: 0; 4: 0; 5: 0; 6: 0
|  |  | 5 |  | 0 | 1: 0; 2: 0; 3: 0; 4: 0; 5: 0; 6: 0
|  |  | 6 |  | 0 | 1: 0; 2: 0; 3: 0; 4: 0; 5: 0; 6: 0
|  |  | 7 |  | 0 | 1: 0; 2: 0; 3: 0; 4: 0; 5: 0; 6: 0
|  |  | 8 |  | 0 | 1: 0; 2: 0; 3: 0; 4: 0; 5: 0; 6: 0
|  |  | 9 |  | 0 | 1: 0; 2: 0; 3: 0; 4: 0; 5: 0; 6: 0
|  |  | 10 |  | 0 | 1: 0; 2: 0; 3: 0; 4: 0; 5: 0; 6: 0
|  |  | 11 |  | 0 | 1: 0; 2: 0; 3: 0; 4: 0; 5: 0; 6: 0
|  |  | 12 |  | 0 | 1: 0; 2: 0; 3: 0; 4: 0; 5: 0; 6: 0
|  |  | 13 |  | 0 | 1: 0; 2: 0; 3: 0; 4: 0; 5: 0; 6: 0
|  |  | 14 |  | 0 | 1: 0; 2: 0; 3: 0; 4: 0; 5: 0; 6: 0
|  |  | 15 |  | 0 | 1: 0; 2: 0; 3: 0; 4: 0; 5: 0; 6: 0
|  |  | 16 |  | 0 | 1: 0; 2: 0; 3: 0; 4: 0; 5: 0; 6: 0
|  |  | 17 |  | 0 | 1: 0; 2: 0; 3: 0; 4: 0; 5: 0; 6: 0
|  |  | 18 |  | 0 | 1: 0; 2: 0; 3: 0; 4: 0; 5: 0; 6: 0
|  |  | 19 |  | 0 | 1: 0; 2: 0; 3: 0; 4: 0; 5: 0; 6: 0
|  |  | 20 |  | 0 | 1: 0; 2: 0; 3: 0; 4: 0; 5: 0; 6: 0
|  |  |  | Total | 0 | 1: -0.06; 2: -0.06; 3: -0.06; 4: 0; 5: 0; 6: 0
Consolidated retail asset register
|  |  |  | Asset Group Label | Total gross asset value (EOY) | 1: RAB Value (BOY); 2: RAB Value (EOY); 3: RAB Value (Mid-Year); 4: Total Depreciation; 5: Estimated O&M costs; 6: Revenue Requirements
|  |  | 1 | XX | 0 | 1: 0; 2: 0; 3: 0; 4: 0; 5: 0; 6: 0
|  |  | 2 | XX | 0 | 1: 0; 2: 0; 3: 0; 4: 0; 5: 0; 6: 0
|  |  | 3 | XX | 0 | 1: 0; 2: 0; 3: 0; 4: 0; 5: 0; 6: 0
|  |  | 4 | XX | 0 | 1: 0; 2: 0; 3: 0; 4: 0; 5: 0; 6: 0
|  |  | 5 | XX | 0 | 1: 0; 2: 0; 3: 0; 4: 0; 5: 0; 6: 0
|  |  | 6 | XX | 0 | 1: 0; 2: 0; 3: 0; 4: 0; 5: 0; 6: 0
|  |  | 7 | XX | 0 | 1: 0; 2: 0; 3: 0; 4: 0; 5: 0; 6: 0
|  |  | 8 | XX | 0 | 1: 0; 2: 0; 3: 0; 4: 0; 5: 0; 6: 0
|  |  | 9 | XX | 0 | 1: 0; 2: 0; 3: 0; 4: 0; 5: 0; 6: 0
|  |  | 10 | XX | 0 | 1: 0; 2: 0; 3: 0; 4: 0; 5: 0; 6: 0
|  |  | 11 | XX | 0 | 1: 0; 2: 0; 3: 0; 4: 0; 5: 0; 6: 0
|  |  | 12 | XX | 0 | 1: 0; 2: 0; 3: 0; 4: 0; 5: 0; 6: 0
|  |  | 13 | XX | 0 | 1: 0; 2: 0; 3: 0; 4: 0; 5: 0; 6: 0
|  |  | 14 | XX | 0 | 1: 0; 2: 0; 3: 0; 4: 0; 5: 0; 6: 0
|  |  | 15 | XX | 0 | 1: 0; 2: 0; 3: 0; 4: 0; 5: 0; 6: 0
|  |  | 16 | XX | 0 | 1: 0; 2: 0; 3: 0; 4: 0; 5: 0; 6: 0
|  |  | 17 | XX | 0 | 1: 0; 2: 0; 3: 0; 4: 0; 5: 0; 6: 0
|  |  | 18 | XX | 0 | 1: 0; 2: 0; 3: 0; 4: 0; 5: 0; 6: 0
|  |  | 19 | XX | 0 | 1: 0; 2: 0; 3: 0; 4: 0; 5: 0; 6: 0
|  |  | 20 | XX | 0 | 1: 0; 2: 0; 3: 0; 4: 0; 5: 0; 6: 0
|  |  |  | Total | 0 | 1: 0; 2: 0; 3: 0; 4: 0; 5: 0; 6: 0
OPEX
Network OPEX
Split by Business Area and Class
[8 empty] | Split by Business Area |  | Wires | Wires | Wires | Retail | Retail | Retail
[5 empty] | Year 2 projection | 1: Function (Wires); 2: Function (Retail); 3: Wires; 4: Retail; 5: Energy; 6: Demand; 7: Customer; 0: Energy; 1: Demand; 2: Customer
|  |  |  | 0% | 0 | 1: 0%; 2: 0; 3: 0; 4: 0; 5: 0; 6: 0; 7: 0; 0: 0; 1: 0; 2: 0
|  |  |  | 0% | 0 | 1: 0%; 2: 0; 3: 0; 4: 0; 5: 0; 6: 0; 7: 0; 0: 0; 1: 0; 2: 0
|  |  |  | 0% | 0 | 1: 0%; 2: 0; 3: 0; 4: 0; 5: 0; 6: 0; 7: 0; 0: 0; 1: 0; 2: 0
|  |  |  | 0% | 0 | 1: 0%; 2: 0; 3: 0; 4: 0; 5: 0; 6: 0; 7: 0; 0: 0; 1: 0; 2: 0
|  |  |  | 0% | 0 | 1: 0%; 2: 0; 3: 0; 4: 0; 5: 0; 6: 0; 7: 0; 0: 0; 1: 0; 2: 0
|  |  |  | 0% | 0 | 1: 0%; 2: 0; 3: 0; 4: 0; 5: 0; 6: 0; 7: 0; 0: 0; 1: 0; 2: 0
|  |  |  | 0% | 0 | 1: 0%; 2: 0; 3: 0; 4: 0; 5: 0; 6: 0; 7: 0; 0: 0; 1: 0; 2: 0
|  |  |  | 0% | 0 | 1: 0%; 2: 0; 3: 0; 4: 0; 5: 0; 6: 0; 7: 0; 0: 0; 1: 0; 2: 0
|  |  |  | 0% | 0 | 1: 0%; 2: 0; 3: 0; 4: 0; 5: 0; 6: 0; 7: 0; 0: 0; 1: 0; 2: 0
|  |  |  | 0% | 0 | 1: 0%; 2: 0; 3: 0; 4: 0; 5: 0; 6: 0; 7: 0; 0: 0; 1: 0; 2: 0
|  |  |  | Total | 0 | 3: 0; 4: 0; 5: 0; 6: 0; 7: 0; 0: 0; 1: 0; 2: 0
Retail OPEX
Split by Business Area and Class
[8 empty] | Split by Business Area |  | Wires | Wires | Wires | Retail | Retail | Retail
[5 empty] | Year 2 projection | 1: Function (Wires); 2: Function (Retail); 3: Wires; 4: Retail; 5: Energy; 6: Demand; 7: Customer; 0: Energy; 1: Demand; 2: Customer
|  |  |  | 0% | 0 | 1: 0; 2: 0; 3: 0; 4: 0; 5: 0; 6: 0; 7: 0; 0: 0; 1: 0; 2: 0
|  |  |  | 0% | 0 | 1: 0; 2: 0; 3: 0; 4: 0; 5: 0; 6: 0; 7: 0; 0: 0; 1: 0; 2: 0
|  |  |  | 0% | 0 | 1: 0; 2: 0; 3: 0; 4: 0; 5: 0; 6: 0; 7: 0; 0: 0; 1: 0; 2: 0
|  |  |  | 0% | 0 | 1: 0; 2: 0; 3: 0; 4: 0; 5: 0; 6: 0; 7: 0; 0: 0; 1: 0; 2: 0
|  |  |  | 0% | 0 | 1: 0; 2: 0; 3: 0; 4: 0; 5: 0; 6: 0; 7: 0; 0: 0; 1: 0; 2: 0
|  |  |  | 0% | 0 | 1: 0; 2: 0; 3: 0; 4: 0; 5: 0; 6: 0; 7: 0; 0: 0; 1: 0; 2: 0
|  |  |  | 0% | 0 | 1: 0; 2: 0; 3: 0; 4: 0; 5: 0; 6: 0; 7: 0; 0: 0; 1: 0; 2: 0
|  |  |  | 0% | 0 | 1: 0; 2: 0; 3: 0; 4: 0; 5: 0; 6: 0; 7: 0; 0: 0; 1: 0; 2: 0
|  |  |  | 0% | 0 | 1: 0; 2: 0; 3: 0; 4: 0; 5: 0; 6: 0; 7: 0; 0: 0; 1: 0; 2: 0
|  |  |  | 0% | 0 | 1: 0; 2: 0; 3: 0; 4: 0; 5: 0; 6: 0; 7: 0; 0: 0; 1: 0; 2: 0
|  |  |  | Total | 0 | 3: 0; 4: 0; 5: 0; 6: 0; 7: 0; 0: 0; 1: 0; 2: 0
General & Other OPEX
Split by Business Area and Class
[8 empty] | Split by Business Area |  | Wires | Wires | Wires | Retail | Retail | Retail
[5 empty] | Year 2 projection | 1: Function (Wires); 2: Function (Retail); 3: Wires; 4: Retail; 5: Energy; 6: Demand; 7: Customer; 0: Energy; 1: Demand; 2: Customer
|  |  |  | Salaries and allowances | 38002344 | 1: Network repairs & maintenance; 2: 0; 3: 38002344; 4: 0; 5: 0; 6: 38002344; 7: 0; 0: 0; 1: 0; 2: 0
|  |  |  | Materials and supplies | 3506268 | 1: Network repairs & maintenance; 2: 0; 3: 3506268; 4: 0; 5: 0; 6: 3506268; 7: 0; 0: 0; 1: 0; 2: 0
|  |  |  | Contracted Services | 62746476 | 1: Network repairs & maintenance; 2: 0; 3: 62746476; 4: 0; 5: 0; 6: 62746476; 7: 0; 0: 0; 1: 0; 2: 0
|  |  |  | Salaries, wages and allowances (exclu. Repairs and Maintenance) | 18888588 | 1: 0; 2: OPEX; 3: 0; 4: 18888588; 5: 0; 6: 0; 7: 0; 0: 0; 1: 0; 2: 18888588
|  |  |  | Payments to consultants (operational work) | 0 | 1: OPEX; 2: OPEX; 3: 0; 4: 0; 5: 0; 6: 0; 7: 0; 0: 0; 1: 0; 2: 0
|  |  |  | Eskom debts' interests | 0 | 1: 0; 2: OPEX; 3: 0; 4: 0; 5: 0; 6: 0; 7: 0; 0: 0; 1: 0; 2: 0
|  |  |  | Other creditors interests | 10244426 | 1: 0; 2: OPEX; 3: 0; 4: 10244426; 5: 0; 6: 0; 7: 0; 0: 0; 1: 0; 2: 10244426
|  |  |  | Current year depreciation | 62699292 | 1: Depreciation; 2: 0; 3: 62699292; 4: 0; 5: 0; 6: 62699292; 7: 0; 0: 0; 1: 0; 2: 0
|  |  |  | NMD exceedance penalties | 0 | 1: 0; 2: OPEX; 3: 0; 4: 0; 5: 0; 6: 0; 7: 0; 0: 0; 1: 0; 2: 0
|  |  |  | 0% | 0 | 1: 0; 2: 0; 3: 0; 4: 0; 5: 0; 6: 0; 7: 0; 0: 0; 1: 0; 2: 0
|  |  |  | Total | 196087394 | 3: 166954380; 4: 29133014; 5: 0; 6: 166954380; 7: 0; 0: 0; 1: 0; 2: 29133014
Shared OPEX
Split by Business Area and Class
[8 empty] | Split by Business Area |  | Wires | Wires | Wires | Retail | Retail | Retail
[5 empty] | Year 2 projection | 1: Function (Wires); 2: Function (Retail); 3: Wires; 4: Retail; 5: Energy; 6: Demand; 7: Customer; 0: Energy; 1: Demand; 2: Customer
|  |  |  | Bad debts written-off | 96119611.431 | 1: 0; 2: OPEX; 3: 0; 4: 96119611.431; 5: 0; 6: 0; 7: 0; 0: 0; 1: 0; 2: 96119611.431
|  |  |  | FBE paid to Eskom | 0 | 1: 0; 2: OPEX; 3: 0; 4: 0; 5: 0; 6: 0; 7: 0; 0: 0; 1: 0; 2: 0
|  |  |  | Charges from other Municipal Departments | 154409327.6623 | 1: OPEX; 2: OPEX; 3: 77204663.8312; 4: 77204663.8312; 5: 0; 6: 0; 7: 77204663.8312; 0: 0; 1: 0; 2: 77204663.8312
|  |  |  | General Expenses | 18662580 | 1: OPEX; 2: OPEX; 3: 9331290; 4: 9331290; 5: 0; 6: 0; 7: 9331290; 0: 0; 1: 0; 2: 9331290
|  |  |  | 0% | 0 | 1: 0; 2: 0; 3: 0; 4: 0; 5: 0; 6: 0; 7: 0; 0: 0; 1: 0; 2: 0
|  |  |  | 0% | 0 | 1: 0; 2: 0; 3: 0; 4: 0; 5: 0; 6: 0; 7: 0; 0: 0; 1: 0; 2: 0
|  |  |  | 0% | 0 | 1: 0; 2: 0; 3: 0; 4: 0; 5: 0; 6: 0; 7: 0; 0: 0; 1: 0; 2: 0
|  |  |  | 0% | 0 | 1: 0; 2: 0; 3: 0; 4: 0; 5: 0; 6: 0; 7: 0; 0: 0; 1: 0; 2: 0
|  |  |  | 0% | 0 | 1: 0; 2: 0; 3: 0; 4: 0; 5: 0; 6: 0; 7: 0; 0: 0; 1: 0; 2: 0
|  |  |  | 0% | 0 | 1: 0; 2: 0; 3: 0; 4: 0; 5: 0; 6: 0; 7: 0; 0: 0; 1: 0; 2: 0
|  |  |  | Total | 269191519.0934 | 3: 86535953.8312; 4: 182655565.2622; 5: 0; 6: 0; 7: 86535953.8312; 0: 0; 1: 0; 2: 182655565.2622
OPEX Summary, by function and by class
FALSE
[10 empty] | 1 | 1 | 1 | 2 | 2 | 2
[8 empty] | 1 | 2 | Wires | Wires | Wires | Retail | Retail | Retail
|  |  |  | Functions | Function designating asset depreciation? | 1: Function designating network asset O&M?; 2: Total OPEX; 3: Wires; 4: Retail; 5: Energy; 6: Demand; 7: Customer; 0: Energy; 1: Demand; 2: Customer
|  |  | 1 | Eskom Energy Purchase - excl. losses | FALSE | 1: FALSE
|  |  | 2 | Eskom Energy Purchase - cost of losses | FALSE | 1: FALSE
|  |  | 3 | Other Energy Purchase | FALSE | 1: FALSE
|  |  | 4 | CAPEX and return | FALSE | 1: FALSE
|  |  | 5 | Depreciation | TRUE | 1: FALSE; 2: 62699292; 3: 62699292; 4: 0; 5: 0; 6: 62699292; 7: 0; 0: 0; 1: 0; 2: 0
|  |  | 6 | Network repairs & maintenance | FALSE | 1: TRUE; 2: 104255088; 3: 104255088; 4: 0; 5: 0; 6: 104255088; 7: 0; 0: 0; 1: 0; 2: 0
|  |  | 7 | OPEX | FALSE | 1: FALSE; 2: 298324533.0934; 3: 86535953.8312; 4: 211788579.2622; 5: 0; 6: 0; 7: 86535953.8312; 0: 0; 1: 0; 2: 211788579.2622
|  |  | 8 | 0 | FALSE | 1: FALSE; 2: 0; 3: 0; 4: 0; 5: 0; 6: 0; 7: 0; 0: 0; 1: 0; 2: 0
|  |  | 9 | 0 | FALSE | 1: FALSE; 2: 0; 3: 0; 4: 0; 5: 0; 6: 0; 7: 0; 0: 0; 1: 0; 2: 0
|  |  | 10 | 0 | FALSE | 1: FALSE; 2: 0; 3: 0; 4: 0; 5: 0; 6: 0; 7: 0; 0: 0; 1: 0; 2: 0
|  |  | 11 | 0 | FALSE | 1: FALSE; 2: 0; 3: 0; 4: 0; 5: 0; 6: 0; 7: 0; 0: 0; 1: 0; 2: 0
|  |  | 12 | 0 | FALSE | 1: FALSE; 2: 0; 3: 0; 4: 0; 5: 0; 6: 0; 7: 0; 0: 0; 1: 0; 2: 0
|  |  | 13 | 0 | FALSE | 1: FALSE; 2: 0; 3: 0; 4: 0; 5: 0; 6: 0; 7: 0; 0: 0; 1: 0; 2: 0
|  |  | 14 | 0 | FALSE | 1: FALSE; 2: 0; 3: 0; 4: 0; 5: 0; 6: 0; 7: 0; 0: 0; 1: 0; 2: 0
|  |  | 15 | 0 | FALSE | 1: FALSE; 2: 0; 3: 0; 4: 0; 5: 0; 6: 0; 7: 0; 0: 0; 1: 0; 2: 0
|  |  | 16 | 0 | FALSE | 1: FALSE; 2: 0; 3: 0; 4: 0; 5: 0; 6: 0; 7: 0; 0: 0; 1: 0; 2: 0
|  |  | 17 | 0 | FALSE | 1: FALSE; 2: 0; 3: 0; 4: 0; 5: 0; 6: 0; 7: 0; 0: 0; 1: 0; 2: 0
|  |  | 18 | 0 | FALSE | 1: FALSE; 2: 0; 3: 0; 4: 0; 5: 0; 6: 0; 7: 0; 0: 0; 1: 0; 2: 0
|  |  | 19 | 0 | FALSE | 1: FALSE; 2: 0; 3: 0; 4: 0; 5: 0; 6: 0; 7: 0; 0: 0; 1: 0; 2: 0
|  |  | 20 | 0 | FALSE | 1: FALSE; 2: 0; 3: 0; 4: 0; 5: 0; 6: 0; 7: 0; 0: 0; 1: 0; 2: 0
[7 empty] | Total | 253490333.8312 | 211788579.2622 | 0 | 166954380 | 86535953.8312 | 0 | 0 | 211788579.2622
Other revenues
Revenues
Split by Business Area and Class
[8 empty] | Split by Business Area |  | Wires | Wires | Wires | Retail | Retail | Retail
[5 empty] | Year 2 projection | 1: Function (Wires); 2: Function (Retail); 3: Wires; 4: Retail; 5: Energy; 6: Demand; 7: Customer; 0: Energy; 1: Demand; 2: Customer
|  |  |  | Reconnection fees | 0 | 1: Network repairs & maintenance; 2: OPEX; 3: 0; 4: 0; 5: 0; 6: 0; 7: 0; 0: 0; 1: 0; 2: 0
|  |  |  | New connections | 0 | 1: Network repairs & maintenance; 2: 0; 3: 0; 4: 0; 5: 0; 6: 0; 7: 0; 0: 0; 1: 0; 2: 0
|  |  |  | Other revenue | 125744827 | 1: 0; 2: OPEX; 3: 0; 4: 125744827; 5: 0; 6: 0; 7: 0; 0: 0; 1: 0; 2: 125744827
|  |  |  | 0% | 0 | 1: 0; 2: 0; 3: 0; 4: 0; 5: 0; 6: 0; 7: 0; 0: 0; 1: 0; 2: 0
|  |  |  | 0% | 0 | 1: 0; 2: 0; 3: 0; 4: 0; 5: 0; 6: 0; 7: 0; 0: 0; 1: 0; 2: 0
|  |  |  | 0% | 0 | 1: 0; 2: 0; 3: 0; 4: 0; 5: 0; 6: 0; 7: 0; 0: 0; 1: 0; 2: 0
|  |  |  | 0% | 0 | 1: 0; 2: 0; 3: 0; 4: 0; 5: 0; 6: 0; 7: 0; 0: 0; 1: 0; 2: 0
|  |  |  | 0% | 0 | 1: 0; 2: 0; 3: 0; 4: 0; 5: 0; 6: 0; 7: 0; 0: 0; 1: 0; 2: 0
|  |  |  | 0% | 0 | 1: 0; 2: 0; 3: 0; 4: 0; 5: 0; 6: 0; 7: 0; 0: 0; 1: 0; 2: 0
|  |  |  | 0% | 0 | 1: 0; 2: 0; 3: 0; 4: 0; 5: 0; 6: 0; 7: 0; 0: 0; 1: 0; 2: 0
|  |  |  | 0% | 0 | 1: 0; 2: 0; 3: 0; 4: 0; 5: 0; 6: 0; 7: 0; 0: 0; 1: 0; 2: 0
|  |  |  | 0% | 0 | 1: 0; 2: 0; 3: 0; 4: 0; 5: 0; 6: 0; 7: 0; 0: 0; 1: 0; 2: 0
|  |  |  | Total | 125744827 | 3: 0; 4: 125744827; 5: 0; 6: 0; 7: 0; 0: 0; 1: 0; 2: 125744827
Other revenues Summary, by function and by class
[10 empty] | 1 | 1 | 1 | 2 | 2 | 2
[8 empty] | 1 | 2 | Wires | Wires | Wires | Retail | Retail | Retail
|  |  |  | Functions |  | 2: Total OPEX; 3: Wires; 4: Retail; 5: Energy; 6: Demand; 7: Customer; 0: Energy; 1: Demand; 2: Customer
|  |  | 1 | Eskom Energy Purchase - excl. losses | bar: 1 to 2
|  |  | 2 | Eskom Energy Purchase - cost of losses | bar: 1 to 2
|  |  | 3 | Other Energy Purchase | bar: 1 to 2
|  |  | 4 | CAPEX and return | bar: 1 to 2
|  |  | 5 | Depreciation |  | 2: 0; 3: 0; 4: 0; 5: 0; 6: 0; 7: 0; 0: 0; 1: 0; 2: 0
|  |  | 6 | Network repairs & maintenance |  | 2: 0; 3: 0; 4: 0; 5: 0; 6: 0; 7: 0; 0: 0; 1: 0; 2: 0
|  |  | 7 | OPEX |  | 2: 125744827; 3: 0; 4: 125744827; 5: 0; 6: 0; 7: 0; 0: 0; 1: 0; 2: 125744827
|  |  | 8 | 0 |  | 2: 0; 3: 0; 4: 0; 5: 0; 6: 0; 7: 0; 0: 0; 1: 0; 2: 0
|  |  | 9 | 0 |  | 2: 0; 3: 0; 4: 0; 5: 0; 6: 0; 7: 0; 0: 0; 1: 0; 2: 0
|  |  | 10 | 0 |  | 2: 0; 3: 0; 4: 0; 5: 0; 6: 0; 7: 0; 0: 0; 1: 0; 2: 0
|  |  | 11 | 0 |  | 2: 0; 3: 0; 4: 0; 5: 0; 6: 0; 7: 0; 0: 0; 1: 0; 2: 0
|  |  | 12 | 0 |  | 2: 0; 3: 0; 4: 0; 5: 0; 6: 0; 7: 0; 0: 0; 1: 0; 2: 0
|  |  | 13 | 0 |  | 2: 0; 3: 0; 4: 0; 5: 0; 6: 0; 7: 0; 0: 0; 1: 0; 2: 0
|  |  | 14 | 0 |  | 2: 0; 3: 0; 4: 0; 5: 0; 6: 0; 7: 0; 0: 0; 1: 0; 2: 0
|  |  | 15 | 0 |  | 2: 0; 3: 0; 4: 0; 5: 0; 6: 0; 7: 0; 0: 0; 1: 0; 2: 0
|  |  | 16 | 0 |  | 2: 0; 3: 0; 4: 0; 5: 0; 6: 0; 7: 0; 0: 0; 1: 0; 2: 0
|  |  | 17 | 0 |  | 2: 0; 3: 0; 4: 0; 5: 0; 6: 0; 7: 0; 0: 0; 1: 0; 2: 0
|  |  | 18 | 0 |  | 2: 0; 3: 0; 4: 0; 5: 0; 6: 0; 7: 0; 0: 0; 1: 0; 2: 0
|  |  | 19 | 0 |  | 2: 0; 3: 0; 4: 0; 5: 0; 6: 0; 7: 0; 0: 0; 1: 0; 2: 0
|  |  | 20 | 0 |  | 2: 0; 3: 0; 4: 0; 5: 0; 6: 0; 7: 0; 0: 0; 1: 0; 2: 0
[7 empty] | 125744827 | 0 | 125744827 | 0 | 0 | 0 | 0 | 0 | 125744827
End of sheet
1. Input Data
Next sheet >
< Previous sheet
Map
Guide

## Revenue forecasts (Year 2)
Revenue forecasts (Year 2)
This sheet is calculation of the revenue forecasts for Year 2 with the current rate and new rate (based on CTS calculation)
|  |  |  | Year | 2
|  |  |  | Current year: | Year 2
|  |  |  | Previous year: | Year 1
Revenue forecasts (BAU - no change in rates)
Retail Rates by customer category, TOU, season
[5 empty] | Season | High season | High season | High season | High season | High season | High season | High season | High season | High season | High season | High season | High season | High season | High season | High season | High season | High season | High season | High season | High season | High season | High season | High season | High season | Low season | Low season | Low season | Low season | Low season | Low season | Low season | Low season | Low season | Low season | Low season | Low season | Low season | Low season | Low season | Low season | Low season | Low season | Low season | Low season | Low season | Low season | Low season | Low season
[5 empty] | TOU period | Offpeak | Offpeak | Offpeak | Offpeak | Offpeak | Offpeak | Offpeak | Offpeak | Standard | Standard | Standard | Standard | Standard | Standard | Standard | Standard | Peak | Peak | Peak | Peak | Peak | Peak | Peak | Peak | Offpeak | Offpeak | Offpeak | Offpeak | Offpeak | Offpeak | Offpeak | Offpeak | Standard | Standard | Standard | Standard | Standard | Standard | Standard | Standard | Peak | Peak | Peak | Peak | Peak | Peak | Peak | Peak
[5 empty] | Type of charge | c/kWh | R/KVA/month (MD) | R/KVA/month (NMD) | c/KVArh | R/POD/day | R/POD/month | R/account/day | 0 | c/kWh | R/KVA/month (MD) | R/KVA/month (NMD) | c/KVArh | R/POD/day | R/POD/month | R/account/day | 0 | c/kWh | R/KVA/month (MD) | R/KVA/month (NMD) | c/KVArh | R/POD/day | R/POD/month | R/account/day | 0 | c/kWh | R/KVA/month (MD) | R/KVA/month (NMD) | c/KVArh | R/POD/day | R/POD/month | R/account/day | 0 | c/kWh | R/KVA/month (MD) | R/KVA/month (NMD) | c/KVArh | R/POD/day | R/POD/month | R/account/day | 0 | c/kWh | R/KVA/month (MD) | R/KVA/month (NMD) | c/KVArh | R/POD/day | R/POD/month | R/account/day | 0
[6 empty] | 1 | 2 | 3 | 4 | 5 | 6 | 7 | 0 | 1 | 2 | 3 | 4 | 5 | 6 | 7 | 0 | 1 | 2 | 3 | 4 | 5 | 6 | 7 | 0 | 1 | 2 | 3 | 4 | 5 | 6 | 7 | 0 | 1 | 2 | 3 | 4 | 5 | 6 | 7 | 0 | 1 | 2 | 3 | 4 | 5 | 6 | 7 | 0
Customer category
|  |  | 1 | Domestic (Standard) |  | 251 | 0 | 0 | 0 | 0 | 414 | 0 | 0 | 251 | 0 | 0 | 0 | 0 | 414 | 0 | 0 | 251 | 0 | 0 | 0 | 0 | 414 | 0 | 0 | 327.2 | 0 | 0 | 0 | 0 | 414 | 0 | 0 | 327.2 | 0 | 0 | 0 | 0 | 414 | 0 | 0 | 327.2 | 0 | 0 | 0 | 0 | 414 | 0 | 0
|  |  | 2 | Domestic (Large) |  | 235.63 | 10 | 0 | 0 | 0 | 700 | 0 | 0 | 235.63 | 10 | 0 | 0 | 0 | 700 | 0 | 0 | 235.63 | 10 | 0 | 0 | 0 | 700 | 0 | 0 | 384.67 | 10 | 0 | 0 | 0 | 700 | 0 | 0 | 384.67 | 10 | 0 | 0 | 0 | 700 | 0 | 0 | 384.67 | 10 | 0 | 0 | 0 | 700 | 0 | 0
|  |  | 3 | Commercial Small |  | 251 | 0 | 0 | 0 | 0 | 414 | 0 | 0 | 251 | 0 | 0 | 0 | 0 | 414 | 0 | 0 | 251 | 0 | 0 | 0 | 0 | 414 | 0 | 0 | 327.2 | 0 | 0 | 0 | 0 | 414 | 0 | 0 | 327.2 | 0 | 0 | 0 | 0 | 414 | 0 | 0 | 327.2 | 0 | 0 | 0 | 0 | 414 | 0 | 0
|  |  | 4 | Commercial Medium |  | 267.12 | 107.03 | 0 | 0 | 0 | 3000 | 0 | 0 | 267.12 | 107.03 | 0 | 0 | 0 | 3000 | 0 | 0 | 267.12 | 107.03 | 0 | 0 | 0 | 3000 | 0 | 0 | 267.12 | 107.03 | 0 | 0 | 0 | 3000 | 0 | 0 | 267.12 | 107.03 | 0 | 0 | 0 | 3000 | 0 | 0 | 267.12 | 107.03 | 0 | 0 | 0 | 3000 | 0 | 0
|  |  | 5 | Commercial Large |  | 203.13 | 143.52 | 0 | 0 | 0 | 5625 | 0 | 0 | 203.13 | 143.52 | 0 | 0 | 0 | 5625 | 0 | 0 | 203.13 | 143.52 | 0 | 0 | 0 | 5625 | 0 | 0 | 203.13 | 143.52 | 0 | 0 | 0 | 5625 | 0 | 0 | 203.13 | 143.52 | 0 | 0 | 0 | 5625 | 0 | 0 | 203.13 | 143.52 | 0 | 0 | 0 | 5625 | 0 | 0
|  |  | 6 | Industrial Medium |  | 242 | 143.52 | 0 | 0 | 0 | 3360 | 0 | 0 | 242 | 143.52 | 0 | 0 | 0 | 3360 | 0 | 0 | 242 | 143.52 | 0 | 0 | 0 | 3360 | 0 | 0 | 242 | 143.52 | 0 | 0 | 0 | 3360 | 0 | 0 | 242 | 143.52 | 0 | 0 | 0 | 3360 | 0 | 0 | 242 | 143.52 | 0 | 0 | 0 | 3360 | 0 | 0
|  |  | 7 | Industrial Large |  | 203 | 200.74 | 0 | 0 | 0 | 14455.28 | 0 | 0 | 203 | 200.74 | 0 | 0 | 0 | 14455.28 | 0 | 0 | 203 | 200.74 | 0 | 0 | 0 | 14455.28 | 0 | 0 | 203 | 200.74 | 0 | 0 | 0 | 14455.28 | 0 | 0 | 203 | 200.74 | 0 | 0 | 0 | 14455.28 | 0 | 0 | 203 | 200.74 | 0 | 0 | 0 | 14455.28 | 0 | 0
|  |  | 8 | Commercial Medium-Flexi-time |  | 122.3 | 143.27 | 0 | 0 | 0 | 3360 | 0 | 0 | 265.8 | 143.27 | 0 | 0 | 0 | 3360 | 0 | 0 | 901.4 | 143.27 | 0 | 0 | 0 | 3360 | 0 | 0 | 120.1 | 143.27 | 0 | 0 | 0 | 3360 | 0 | 0 | 168.8 | 143.27 | 0 | 0 | 0 | 3360 | 0 | 0 | 266.7 | 143.27 | 0 | 0 | 0 | 3360 | 0 | 0
|  |  | 9 | Commercial Large-Flexi-time |  | 128 | 143.27 | 0 | 0 | 0 | 13185.02 | 0 | 0 | 265.8 | 143.27 | 0 | 0 | 0 | 13185.02 | 0 | 0 | 957.2 | 143.27 | 0 | 0 | 0 | 13185.02 | 0 | 0 | 130.2 | 143.27 | 0 | 0 | 0 | 13185.02 | 0 | 0 | 175.6 | 143.27 | 0 | 0 | 0 | 13185.02 | 0 | 0 | 301.4 | 143.27 | 0 | 0 | 0 | 13185.02 | 0 | 0
|  |  | 10 | Industrial Medium-Flexi-time |  | 149 | 143.27 | 0 | 0 | 0 | 3360 | 0 | 0 | 292.2 | 143.27 | 0 | 0 | 0 | 3360 | 0 | 0 | 1123.9 | 143.27 | 0 | 0 | 0 | 3360 | 0 | 0 | 134.7 | 143.27 | 0 | 0 | 0 | 3360 | 0 | 0 | 192.7 | 143.27 | 0 | 0 | 0 | 3360 | 0 | 0 | 314.5 | 143.27 | 0 | 0 | 0 | 3360 | 0 | 0
|  |  | 11 | Industrial Large-Flexi-time |  | 149 | 181.82 | 0 | 0 | 0 | 14422 | 0 | 0 | 292.2 | 181.82 | 0 | 0 | 0 | 14422 | 0 | 0 | 1123.9 | 181.82 | 0 | 0 | 0 | 14422 | 0 | 0 | 131.8 | 181.82 | 0 | 0 | 0 | 14422 | 0 | 0 | 188.5 | 181.82 | 0 | 0 | 0 | 14422 | 0 | 0 | 307.8 | 181.82 | 0 | 0 | 0 | 14422 | 0 | 0
|  |  | 12 | FBE (Domestic Indigent) |  | 217.04 | 0 | 0 | 0 | 0 | 0 | 0 | 0 | 217.04 | 0 | 0 | 0 | 0 | 0 | 0 | 0 | 217.04 | 0 | 0 | 0 | 0 | 0 | 0 | 0 | 217.04 | 0 | 0 | 0 | 0 | 0 | 0 | 0 | 217.04 | 0 | 0 | 0 | 0 | 0 | 0 | 0 | 217.04 | 0 | 0 | 0 | 0 | 0 | 0 | 0
|  |  | 13 | Other consumers |  | 0 | 0 | 0 | 0 | 0 | 0 | 0 | 0 | 0 | 0 | 0 | 0 | 0 | 0 | 0 | 0 | 0 | 0 | 0 | 0 | 0 | 0 | 0 | 0 | 0 | 0 | 0 | 0 | 0 | 0 | 0 | 0 | 0 | 0 | 0 | 0 | 0 | 0 | 0 | 0 | 0 | 0 | 0 | 0 | 0 | 0 | 0 | 0
|  |  | 14 | Sold to other municipal departments |  | 0 | 0 | 0 | 0 | 0 | 0 | 0 | 0 | 0 | 0 | 0 | 0 | 0 | 0 | 0 | 0 | 0 | 0 | 0 | 0 | 0 | 0 | 0 | 0 | 327.2 | 0 | 0 | 0 | 0 | 414 | 0 | 0 | 327.2 | 0 | 0 | 0 | 0 | 414 | 0 | 0 | 327.2 | 0 | 0 | 0 | 0 | 414 | 0 | 0
|  |  | 15 |  |  | 0 | 0 | 0 | 0 | 0 | 0 | 0 | 0 | 0 | 0 | 0 | 0 | 0 | 0 | 0 | 0 | 0 | 0 | 0 | 0 | 0 | 0 | 0 | 0 | 0 | 0 | 0 | 0 | 0 | 0 | 0 | 0 | 0 | 0 | 0 | 0 | 0 | 0 | 0 | 0 | 0 | 0 | 0 | 0 | 0 | 0 | 0 | 0
|  |  | 16 |  |  | 0 | 0 | 0 | 0 | 0 | 0 | 0 | 0 | 0 | 0 | 0 | 0 | 0 | 0 | 0 | 0 | 0 | 0 | 0 | 0 | 0 | 0 | 0 | 0 | 0 | 0 | 0 | 0 | 0 | 0 | 0 | 0 | 0 | 0 | 0 | 0 | 0 | 0 | 0 | 0 | 0 | 0 | 0 | 0 | 0 | 0 | 0 | 0
|  |  | 17 |  |  | 0 | 0 | 0 | 0 | 0 | 0 | 0 | 0 | 0 | 0 | 0 | 0 | 0 | 0 | 0 | 0 | 0 | 0 | 0 | 0 | 0 | 0 | 0 | 0 | 0 | 0 | 0 | 0 | 0 | 0 | 0 | 0 | 0 | 0 | 0 | 0 | 0 | 0 | 0 | 0 | 0 | 0 | 0 | 0 | 0 | 0 | 0 | 0
|  |  | 18 |  |  | 0 | 0 | 0 | 0 | 0 | 0 | 0 | 0 | 0 | 0 | 0 | 0 | 0 | 0 | 0 | 0 | 0 | 0 | 0 | 0 | 0 | 0 | 0 | 0 | 0 | 0 | 0 | 0 | 0 | 0 | 0 | 0 | 0 | 0 | 0 | 0 | 0 | 0 | 0 | 0 | 0 | 0 | 0 | 0 | 0 | 0 | 0 | 0
|  |  | 19 |  |  | 0 | 0 | 0 | 0 | 0 | 0 | 0 | 0 | 0 | 0 | 0 | 0 | 0 | 0 | 0 | 0 | 0 | 0 | 0 | 0 | 0 | 0 | 0 | 0 | 0 | 0 | 0 | 0 | 0 | 0 | 0 | 0 | 0 | 0 | 0 | 0 | 0 | 0 | 0 | 0 | 0 | 0 | 0 | 0 | 0 | 0 | 0 | 0
|  |  | 20 |  |  | 0 | 0 | 0 | 0 | 0 | 0 | 0 | 0 | 0 | 0 | 0 | 0 | 0 | 0 | 0 | 0 | 0 | 0 | 0 | 0 | 0 | 0 | 0 | 0 | 0 | 0 | 0 | 0 | 0 | 0 | 0 | 0 | 0 | 0 | 0 | 0 | 0 | 0 | 0 | 0 | 0 | 0 | 0 | 0 | 0 | 0 | 0 | 0
|  |  | 21 |  |  | 0 | 0 | 0 | 0 | 0 | 0 | 0 | 0 | 0 | 0 | 0 | 0 | 0 | 0 | 0 | 0 | 0 | 0 | 0 | 0 | 0 | 0 | 0 | 0 | 0 | 0 | 0 | 0 | 0 | 0 | 0 | 0 | 0 | 0 | 0 | 0 | 0 | 0 | 0 | 0 | 0 | 0 | 0 | 0 | 0 | 0 | 0 | 0
|  |  | 22 |  |  | 0 | 0 | 0 | 0 | 0 | 0 | 0 | 0 | 0 | 0 | 0 | 0 | 0 | 0 | 0 | 0 | 0 | 0 | 0 | 0 | 0 | 0 | 0 | 0 | 0 | 0 | 0 | 0 | 0 | 0 | 0 | 0 | 0 | 0 | 0 | 0 | 0 | 0 | 0 | 0 | 0 | 0 | 0 | 0 | 0 | 0 | 0 | 0
|  |  | 23 |  |  | 0 | 0 | 0 | 0 | 0 | 0 | 0 | 0 | 0 | 0 | 0 | 0 | 0 | 0 | 0 | 0 | 0 | 0 | 0 | 0 | 0 | 0 | 0 | 0 | 0 | 0 | 0 | 0 | 0 | 0 | 0 | 0 | 0 | 0 | 0 | 0 | 0 | 0 | 0 | 0 | 0 | 0 | 0 | 0 | 0 | 0 | 0 | 0
|  |  | 24 |  |  | 0 | 0 | 0 | 0 | 0 | 0 | 0 | 0 | 0 | 0 | 0 | 0 | 0 | 0 | 0 | 0 | 0 | 0 | 0 | 0 | 0 | 0 | 0 | 0 | 0 | 0 | 0 | 0 | 0 | 0 | 0 | 0 | 0 | 0 | 0 | 0 | 0 | 0 | 0 | 0 | 0 | 0 | 0 | 0 | 0 | 0 | 0 | 0
|  |  | 25 |  |  | 0 | 0 | 0 | 0 | 0 | 0 | 0 | 0 | 0 | 0 | 0 | 0 | 0 | 0 | 0 | 0 | 0 | 0 | 0 | 0 | 0 | 0 | 0 | 0 | 0 | 0 | 0 | 0 | 0 | 0 | 0 | 0 | 0 | 0 | 0 | 0 | 0 | 0 | 0 | 0 | 0 | 0 | 0 | 0 | 0 | 0 | 0 | 0
Revenues from sales by customer category, TOU, season, type of charge (Rand) - Level III
|  |  |  | Exclude kWh eligible to FBE? |  | 3: Feature not enabled; 4: Feature not enabled
|  |  |  | FALSE | Season | High season | High season | High season | High season | High season | High season | High season | High season | High season | High season | High season | High season | High season | High season | High season | High season | High season | High season | High season | High season | High season | High season | High season | High season | Low season | Low season | Low season | Low season | Low season | Low season | Low season | Low season | Low season | Low season | Low season | Low season | Low season | Low season | Low season | Low season | Low season | Low season | Low season | Low season | Low season | Low season | Low season | Low season
[5 empty] | TOU period | Offpeak | Offpeak | Offpeak | Offpeak | Offpeak | Offpeak | Offpeak | Offpeak | Standard | Standard | Standard | Standard | Standard | Standard | Standard | Standard | Peak | Peak | Peak | Peak | Peak | Peak | Peak | Peak | Offpeak | Offpeak | Offpeak | Offpeak | Offpeak | Offpeak | Offpeak | Offpeak | Standard | Standard | Standard | Standard | Standard | Standard | Standard | Standard | Peak | Peak | Peak | Peak | Peak | Peak | Peak | Peak
[5 empty] | Type of charge | c/kWh | R/KVA/month (MD) | R/KVA/month (NMD) | c/KVArh | R/POD/day | R/POD/month | R/account/day | 0 | c/kWh | R/KVA/month (MD) | R/KVA/month (NMD) | c/KVArh | R/POD/day | R/POD/month | R/account/day | 0 | c/kWh | R/KVA/month (MD) | R/KVA/month (NMD) | c/KVArh | R/POD/day | R/POD/month | R/account/day | 0 | c/kWh | R/KVA/month (MD) | R/KVA/month (NMD) | c/KVArh | R/POD/day | R/POD/month | R/account/day | 0 | c/kWh | R/KVA/month (MD) | R/KVA/month (NMD) | c/KVArh | R/POD/day | R/POD/month | R/account/day | 0 | c/kWh | R/KVA/month (MD) | R/KVA/month (NMD) | c/KVArh | R/POD/day | R/POD/month | R/account/day | 0
[5 empty] | Category of charge | Energy | Demand | Demand | Energy | Fixed | Fixed | Fixed | 0 | Energy | Demand | Demand | Energy | Fixed | Fixed | Fixed | 0 | Energy | Demand | Demand | Energy | Fixed | Fixed | Fixed | 0 | Energy | Demand | Demand | Energy | Fixed | Fixed | Fixed | 0 | Energy | Demand | Demand | Energy | Fixed | Fixed | Fixed | 0 | Energy | Demand | Demand | Energy | Fixed | Fixed | Fixed | 0
|  |  |  | Customer category | Total revenues (Rand)
|  |  | 1 | Domestic (Standard) | 542430427.3373 | 37577980.2433 | 0 | 0 | 0 | 0 | 11749969.0174 | 0 | 0 | 40347248.6887 | 0 | 0 | 0 | 0 | 12615870.224 | 0 | 0 | 17794430.5464 | 0 | 0 | 0 | 0 | 5564003.3405 | 0 | 0 | 133068304.9511 | 0 | 0 | 0 | 0 | 36034893.1846 | 0 | 0 | 136615959.7891 | 0 | 0 | 0 | 0 | 36995598.0135 | 0 | 0 | 58283105.9187 | 0 | 0 | 0 | 0 | 15783063.4201 | 0 | 0
|  |  | 2 | Domestic (Large) | 52910518.8555 | 2998262.8868 | 52611.7374 | 0 | 0 | 0 | 1184554.1683 | 0 | 0 | 3219216.6142 | 56488.9022 | 0 | 0 | 0 | 1271848.6013 | 0 | 0 | 1419777.7622 | 24913.4174 | 0 | 0 | 0 | 560926.0194 | 0 | 0 | 13296246.5857 | 161350.0711 | 0 | 0 | 0 | 3632799.6152 | 0 | 0 | 13650729.8982 | 165651.7293 | 0 | 0 | 0 | 3729651.5225 | 0 | 0 | 5823674.9041 | 70670.347 | 0 | 0 | 0 | 1591144.0732 | 0 | 0
|  |  | 3 | Commercial Small | 57748697.3842 | 4027558.8199 | 0 | 0 | 0 | 0 | 1220924.3107 | 0 | 0 | 4324365.3933 | 0 | 0 | 0 | 0 | 1310899.0019 | 0 | 0 | 1907183.8142 | 0 | 0 | 0 | 0 | 578148.4984 | 0 | 0 | 14262087.0462 | 0 | 0 | 0 | 0 | 3744339.8412 | 0 | 0 | 14642320.056 | 0 | 0 | 0 | 0 | 3844165.456 | 0 | 0 | 6246707.1346 | 0 | 0 | 0 | 0 | 1639998.0118 | 0 | 0
|  |  | 4 | Commercial Medium | 163042874.2341 | 14525683.3161 | 1769631.6463 | 0 | 0 | 0 | 1079375.0648 | 0 | 0 | 15596137.7736 | 1900042.7287 | 0 | 0 | 0 | 1158918.438 | 0 | 0 | 6878396.9025 | 837979.7748 | 0 | 0 | 0 | 511120.1959 | 0 | 0 | 39458283.5278 | 5427119.6166 | 0 | 0 | 0 | 3310235.551 | 0 | 0 | 40510257.328 | 5571808.8209 | 0 | 0 | 0 | 3398487.7698 | 0 | 0 | 17282487.5094 | 2377045.2894 | 0 | 0 | 0 | 1449862.9806 | 0 | 0
|  |  | 5 | Commercial Large | 186979951.6772 | 16806946.7486 | 2888446.6696 | 0 | 0 | 0 | 242859.3896 | 0 | 0 | 18045516.4374 | 3101307.6101 | 0 | 0 | 0 | 260756.6485 | 0 | 0 | 7958651.4411 | 1367776.1103 | 0 | 0 | 0 | 115002.0441 | 0 | 0 | 45655220.1786 | 8858309.9286 | 0 | 0 | 0 | 744802.999 | 0 | 0 | 46872406.8167 | 9094476.0546 | 0 | 0 | 0 | 764659.7482 | 0 | 0 | 19996707.9643 | 3879885.7175 | 0 | 0 | 0 | 326219.1706 | 0 | 0
|  |  | 6 | Industrial Medium | 599953646.1438 | 55902817.216 | 7467178.6112 | 0 | 0 | 0 | 773696.0464 | 0 | 0 | 60022514.6218 | 8017464.2298 | 0 | 0 | 0 | 830712.7363 | 0 | 0 | 26471853.7787 | 3535958.8332 | 0 | 0 | 0 | 366370.9564 | 0 | 0 | 151857173.5114 | 22900399.4176 | 0 | 0 | 0 | 2372776.843 | 0 | 0 | 155905747.1855 | 23510933.3296 | 0 | 0 | 0 | 2436036.0334 | 0 | 0 | 66512515.7454 | 10030235.264 | 0 | 0 | 0 | 1039261.7845 | 0 | 0
|  |  | 7 | Industrial Large | 63125529.0787 | 4872048.5768 | 1149244.8281 | 0 | 0 | 0 | 641443.0501 | 0 | 0 | 5231088.9057 | 1233937.1776 | 0 | 0 | 0 | 688713.4991 | 0 | 0 | 2307077.9605 | 544205.8658 | 0 | 0 | 0 | 303744.7391 | 0 | 0 | 13234673.3658 | 3524512.6657 | 0 | 0 | 0 | 1967182.3611 | 0 | 0 | 13587515.1113 | 3618477.599 | 0 | 0 | 0 | 2019628.2386 | 0 | 0 | 5796706.2093 | 1543715.0498 | 0 | 0 | 0 | 861613.8753 | 0 | 0
|  |  | 8 | Commercial Medium-Flexi-time | 201105.5404 | 34550.2178 | 11762.1708 | 0 | 0 | 0 | 10264.4778 | 0 | 0 | 0 | 0 | 0 | 0 | 0 | 0 | 0 | 0 | 0 | 0 | 0 | 0 | 0 | 0 | 0 | 0 | 79166.9886 | 34902.9633 | 0 | 0 | 0 | 30458.7222 | 0 | 0 | 0 | 0 | 0 | 0 | 0 | 0 | 0 | 0 | 0 | 0 | 0 | 0 | 0 | 0 | 0 | 0
|  |  | 9 | Commercial Large-Flexi-time | 0 | 0 | 0 | 0 | 0 | 0 | 0 | 0 | 0 | 0 | 0 | 0 | 0 | 0 | 0 | 0 | 0 | 0 | 0 | 0 | 0 | 0 | 0 | 0 | 0 | 0 | 0 | 0 | 0 | 0 | 0 | 0 | 0 | 0 | 0 | 0 | 0 | 0 | 0 | 0 | 0 | 0 | 0 | 0 | 0 | 0 | 0 | 0 | 0
|  |  | 10 | Industrial Medium-Flexi-time | 0 | 0 | 0 | 0 | 0 | 0 | 0 | 0 | 0 | 0 | 0 | 0 | 0 | 0 | 0 | 0 | 0 | 0 | 0 | 0 | 0 | 0 | 0 | 0 | 0 | 0 | 0 | 0 | 0 | 0 | 0 | 0 | 0 | 0 | 0 | 0 | 0 | 0 | 0 | 0 | 0 | 0 | 0 | 0 | 0 | 0 | 0 | 0 | 0
|  |  | 11 | Industrial Large-Flexi-time | 42065657.8647 | 9140499.6699 | 3020262.3198 | 0 | 0 | 0 | 523459.3315 | 0 | 0 | 0 | 0 | 0 | 0 | 0 | 0 | 0 | 0 | 0 | 0 | 0 | 0 | 0 | 0 | 0 | 0 | 18865827.7303 | 8962300.1447 | 0 | 0 | 0 | 1553308.6685 | 0 | 0 | 0 | 0 | 0 | 0 | 0 | 0 | 0 | 0 | 0 | 0 | 0 | 0 | 0 | 0 | 0 | 0
|  |  | 12 | FBE (Domestic Indigent) | 4569694.5005 | 494430.681 | 0 | 0 | 0 | 0 | 0 | 0 | 0 | 530867.2131 | 0 | 0 | 0 | 0 | 0 | 0 | 0 | 234129.4651 | 0 | 0 | 0 | 0 | 0 | 0 | 0 | 1343095.92 | 0 | 0 | 0 | 0 | 0 | 0 | 0 | 1378903.4005 | 0 | 0 | 0 | 0 | 0 | 0 | 0 | 588267.8207 | 0 | 0 | 0 | 0 | 0 | 0 | 0
|  |  | 13 | Other consumers | 0 | 0 | 0 | 0 | 0 | 0 | 0 | 0 | 0 | 0 | 0 | 0 | 0 | 0 | 0 | 0 | 0 | 0 | 0 | 0 | 0 | 0 | 0 | 0 | 0 | 0 | 0 | 0 | 0 | 0 | 0 | 0 | 0 | 0 | 0 | 0 | 0 | 0 | 0 | 0 | 0 | 0 | 0 | 0 | 0 | 0 | 0 | 0 | 0
|  |  | 14 | Sold to other municipal departments | 13195583.9325 | 0 | 0 | 0 | 0 | 0 | 0 | 0 | 0 | 0 | 0 | 0 | 0 | 0 | 0 | 0 | 0 | 0 | 0 | 0 | 0 | 0 | 0 | 0 | 0 | 4982388.07 | 0 | 0 | 0 | 0 | 371540.8382 | 0 | 0 | 5115220.5514 | 0 | 0 | 0 | 0 | 381446.2673 | 0 | 0 | 2182255.5846 | 0 | 0 | 0 | 0 | 162732.6209 | 0 | 0
|  |  | 15 |  | 0 | 0 | 0 | 0 | 0 | 0 | 0 | 0 | 0 | 0 | 0 | 0 | 0 | 0 | 0 | 0 | 0 | 0 | 0 | 0 | 0 | 0 | 0 | 0 | 0 | 0 | 0 | 0 | 0 | 0 | 0 | 0 | 0 | 0 | 0 | 0 | 0 | 0 | 0 | 0 | 0 | 0 | 0 | 0 | 0 | 0 | 0 | 0 | 0
|  |  | 16 |  | 0 | 0 | 0 | 0 | 0 | 0 | 0 | 0 | 0 | 0 | 0 | 0 | 0 | 0 | 0 | 0 | 0 | 0 | 0 | 0 | 0 | 0 | 0 | 0 | 0 | 0 | 0 | 0 | 0 | 0 | 0 | 0 | 0 | 0 | 0 | 0 | 0 | 0 | 0 | 0 | 0 | 0 | 0 | 0 | 0 | 0 | 0 | 0 | 0
|  |  | 17 |  | 0 | 0 | 0 | 0 | 0 | 0 | 0 | 0 | 0 | 0 | 0 | 0 | 0 | 0 | 0 | 0 | 0 | 0 | 0 | 0 | 0 | 0 | 0 | 0 | 0 | 0 | 0 | 0 | 0 | 0 | 0 | 0 | 0 | 0 | 0 | 0 | 0 | 0 | 0 | 0 | 0 | 0 | 0 | 0 | 0 | 0 | 0 | 0 | 0
|  |  | 18 |  | 0 | 0 | 0 | 0 | 0 | 0 | 0 | 0 | 0 | 0 | 0 | 0 | 0 | 0 | 0 | 0 | 0 | 0 | 0 | 0 | 0 | 0 | 0 | 0 | 0 | 0 | 0 | 0 | 0 | 0 | 0 | 0 | 0 | 0 | 0 | 0 | 0 | 0 | 0 | 0 | 0 | 0 | 0 | 0 | 0 | 0 | 0 | 0 | 0
|  |  | 19 |  | 0 | 0 | 0 | 0 | 0 | 0 | 0 | 0 | 0 | 0 | 0 | 0 | 0 | 0 | 0 | 0 | 0 | 0 | 0 | 0 | 0 | 0 | 0 | 0 | 0 | 0 | 0 | 0 | 0 | 0 | 0 | 0 | 0 | 0 | 0 | 0 | 0 | 0 | 0 | 0 | 0 | 0 | 0 | 0 | 0 | 0 | 0 | 0 | 0
|  |  | 20 |  | 0 | 0 | 0 | 0 | 0 | 0 | 0 | 0 | 0 | 0 | 0 | 0 | 0 | 0 | 0 | 0 | 0 | 0 | 0 | 0 | 0 | 0 | 0 | 0 | 0 | 0 | 0 | 0 | 0 | 0 | 0 | 0 | 0 | 0 | 0 | 0 | 0 | 0 | 0 | 0 | 0 | 0 | 0 | 0 | 0 | 0 | 0 | 0 | 0
|  |  | 21 |  | 0 | 0 | 0 | 0 | 0 | 0 | 0 | 0 | 0 | 0 | 0 | 0 | 0 | 0 | 0 | 0 | 0 | 0 | 0 | 0 | 0 | 0 | 0 | 0 | 0 | 0 | 0 | 0 | 0 | 0 | 0 | 0 | 0 | 0 | 0 | 0 | 0 | 0 | 0 | 0 | 0 | 0 | 0 | 0 | 0 | 0 | 0 | 0 | 0
|  |  | 22 |  | 0 | 0 | 0 | 0 | 0 | 0 | 0 | 0 | 0 | 0 | 0 | 0 | 0 | 0 | 0 | 0 | 0 | 0 | 0 | 0 | 0 | 0 | 0 | 0 | 0 | 0 | 0 | 0 | 0 | 0 | 0 | 0 | 0 | 0 | 0 | 0 | 0 | 0 | 0 | 0 | 0 | 0 | 0 | 0 | 0 | 0 | 0 | 0 | 0
|  |  | 23 |  | 0 | 0 | 0 | 0 | 0 | 0 | 0 | 0 | 0 | 0 | 0 | 0 | 0 | 0 | 0 | 0 | 0 | 0 | 0 | 0 | 0 | 0 | 0 | 0 | 0 | 0 | 0 | 0 | 0 | 0 | 0 | 0 | 0 | 0 | 0 | 0 | 0 | 0 | 0 | 0 | 0 | 0 | 0 | 0 | 0 | 0 | 0 | 0 | 0
|  |  | 24 |  | 0 | 0 | 0 | 0 | 0 | 0 | 0 | 0 | 0 | 0 | 0 | 0 | 0 | 0 | 0 | 0 | 0 | 0 | 0 | 0 | 0 | 0 | 0 | 0 | 0 | 0 | 0 | 0 | 0 | 0 | 0 | 0 | 0 | 0 | 0 | 0 | 0 | 0 | 0 | 0 | 0 | 0 | 0 | 0 | 0 | 0 | 0 | 0 | 0
|  |  | 25 |  | 0 | 0 | 0 | 0 | 0 | 0 | 0 | 0 | 0 | 0 | 0 | 0 | 0 | 0 | 0 | 0 | 0 | 0 | 0 | 0 | 0 | 0 | 0 | 0 | 0 | 0 | 0 | 0 | 0 | 0 | 0 | 0 | 0 | 0 | 0 | 0 | 0 | 0 | 0 | 0 | 0 | 0 | 0 | 0 | 0 | 0 | 0 | 0 | 0
[5 empty] | 1726223686.549 | 146380778.3763 | 16359137.9831 | 0 | 0 | 0 | 17426544.8566 | 0 | 0 | 147316955.6477 | 14309240.6484 | 0 | 0 | 0 | 18137719.1492 | 0 | 0 | 64971501.6706 | 6310834.0015 | 0 | 0 | 0 | 7999315.7938 | 0 | 0 | 436102467.8754 | 49868894.8075 | 0 | 0 | 0 | 53762338.6239 | 0 | 0 | 428279060.1368 | 41961347.5334 | 0 | 0 | 0 | 53569673.0492 | 0 | 0 | 182712428.7912 | 17901551.6676 | 0 | 0 | 0 | 22853895.937 | 0 | 0
Revenues from sales by customer category, TOU, season, type of charge (Rand) - Level II
[6 empty] | Total | Total | Total | Total | Total | Total | Total | Total | Total |  | Total | Total |  | Total | Total | Total
[6 empty] | Energy | Energy | Energy | Energy | Energy | Energy | Demand | Demand | Customer |  | Energy | Energy |  | Energy | Energy | Energy
[6 empty] | Energy | Energy | Energy | Energy | Energy | Energy | Demand | Demand | Fixed
[6 empty] | High season | High season | High season | Low season | Low season | Low season | High season | Low season | All |  | High season | Low season |  | All | All | All |  | TOU pricing signals (%)
[6 empty] | Offpeak | Standard | Peak | Offpeak | Standard | Peak | All | All | All |  | All | All |  | Offpeak | Standard | Peak |  | Offpeak | Standard | Peak
|  |  |  | Customer category | Total revenues (Rand)
|  |  | 1 | Domestic (Standard) | 542430427.3373 | 37577980.2433 | 40347248.6887 | 17794430.5464 | 133068304.9511 | 136615959.7891 | 58283105.9187 | 0 | 0 | 118743397.2 |  | 95719659.4784 | 327967370.6589 |  | 170646285.1945 | 176963208.4778 | 76077536.4651 |  | 100.2% | 99.94% | 99.77%
|  |  | 2 | Domestic (Large) | 52910518.8555 | 2998262.8868 | 3219216.6142 | 1419777.7622 | 13296246.5857 | 13650729.8982 | 5823674.9041 | 134014.057 | 397672.1473 | 11970924 |  | 7637257.2632 | 32770651.388 |  | 16294509.4725 | 16869946.5124 | 7243452.6663 |  | 100.3% | 99.9% | 99.61%
|  |  | 3 | Commercial Small | 57748697.3842 | 4027558.8199 | 4324365.3933 | 1907183.8142 | 14262087.0462 | 14642320.056 | 6246707.1346 | 0 | 0 | 12338475.12 |  | 10259108.0273 | 35151114.2368 |  | 18289645.866 | 18966685.4493 | 8153890.9489 |  | 100.2% | 99.94% | 99.77%
|  |  | 4 | Commercial Medium | 163042874.2341 | 14525683.3161 | 15596137.7736 | 6878396.9025 | 39458283.5278 | 40510257.328 | 17282487.5094 | 4507654.1497 | 13375973.7269 | 10908000 |  | 37000217.9923 | 97251028.3652 |  | 53983966.8439 | 56106395.1016 | 24160884.4119 |  | 100% | 100% | 100%
|  |  | 5 | Commercial Large | 186979951.6772 | 16806946.7486 | 18045516.4374 | 7958651.4411 | 45655220.1786 | 46872406.8167 | 19996707.9643 | 7357530.39 | 21832671.7006 | 2454300 |  | 42811114.627 | 112524334.9596 |  | 62462166.9272 | 64917923.2541 | 27955359.4053 |  | 100% | 100% | 100%
|  |  | 6 | Industrial Medium | 599953646.1438 | 55902817.216 | 60022514.6218 | 26471853.7787 | 151857173.5114 | 155905747.1855 | 66512515.7454 | 19020601.6741 | 56441568.0111 | 7818854.4 |  | 142397185.6164 | 374275436.4422 |  | 207759990.7274 | 215928261.8072 | 92984369.524 |  | 100% | 100% | 100%
|  |  | 7 | Industrial Large | 63125529.0787 | 4872048.5768 | 5231088.9057 | 2307077.9605 | 13234673.3658 | 13587515.1113 | 5796706.2093 | 2927387.8715 | 8686705.3145 | 6482325.7632 |  | 12410215.443 | 32618894.6865 |  | 18106721.9426 | 18818604.0171 | 8103784.1698 |  | 100% | 100% | 100%
|  |  | 8 | Commercial Medium-Flexi-time | 201105.5404 | 34550.2178 | 0 | 0 | 79166.9886 | 0 | 0 | 11762.1708 | 34902.9633 | 40723.2 |  | 34550.2178 | 79166.9886 |  | 113717.2064 | 0 | 0 |  | 100% | 0% | 0%
|  |  | 9 | Commercial Large-Flexi-time | 0 | 0 | 0 | 0 | 0 | 0 | 0 | 0 | 0 | 0 |  | 0 | 0 |  | 0 | 0 | 0 |  | 0% | 0% | 0%
|  |  | 10 | Industrial Medium-Flexi-time | 0 | 0 | 0 | 0 | 0 | 0 | 0 | 0 | 0 | 0 |  | 0 | 0 |  | 0 | 0 | 0 |  | 0% | 0% | 0%
|  |  | 11 | Industrial Large-Flexi-time | 42065657.8647 | 9140499.6699 | 0 | 0 | 18865827.7303 | 0 | 0 | 3020262.3198 | 8962300.1447 | 2076768 |  | 9140499.6699 | 18865827.7303 |  | 28006327.4002 | 0 | 0 |  | 100% | 0% | 0%
|  |  | 12 | FBE (Domestic Indigent) | 4569694.5005 | 494430.681 | 530867.2131 | 234129.4651 | 1343095.92 | 1378903.4005 | 588267.8207 | 0 | 0 | 0 |  | 1259427.3592 | 3310267.1412 |  | 1837526.601 | 1909770.6136 | 822397.2858 |  | 100% | 100% | 100%
|  |  | 13 | Other consumers | 0 | 0 | 0 | 0 | 0 | 0 | 0 | 0 | 0 | 0 |  | 0 | 0 |  | 0 | 0 | 0 |  | 0% | 0% | 0%
|  |  | 14 | Sold to other municipal departments | 13195583.9325 | 0 | 0 | 0 | 4982388.07 | 5115220.5514 | 2182255.5846 | 0 | 0 | 915719.7265 |  | 0 | 12279864.2061 |  | 4982388.07 | 5115220.5514 | 2182255.5846 |  | 100.9% | 99.67% | 98.75%
|  |  | 15 |  | 0 | 0 | 0 | 0 | 0 | 0 | 0 | 0 | 0 | 0 |  | 0 | 0 |  | 0 | 0 | 0 |  | 0% | 0% | 0%
|  |  | 16 |  | 0 | 0 | 0 | 0 | 0 | 0 | 0 | 0 | 0 | 0 |  | 0 | 0 |  | 0 | 0 | 0 |  | 0% | 0% | 0%
|  |  | 17 |  | 0 | 0 | 0 | 0 | 0 | 0 | 0 | 0 | 0 | 0 |  | 0 | 0 |  | 0 | 0 | 0 |  | 0% | 0% | 0%
|  |  | 18 |  | 0 | 0 | 0 | 0 | 0 | 0 | 0 | 0 | 0 | 0 |  | 0 | 0 |  | 0 | 0 | 0 |  | 0% | 0% | 0%
|  |  | 19 |  | 0 | 0 | 0 | 0 | 0 | 0 | 0 | 0 | 0 | 0 |  | 0 | 0 |  | 0 | 0 | 0 |  | 0% | 0% | 0%
|  |  | 20 |  | 0 | 0 | 0 | 0 | 0 | 0 | 0 | 0 | 0 | 0 |  | 0 | 0 |  | 0 | 0 | 0 |  | 0% | 0% | 0%
|  |  | 21 |  | 0 | 0 | 0 | 0 | 0 | 0 | 0 | 0 | 0 | 0 |  | 0 | 0 |  | 0 | 0 | 0 |  | 0% | 0% | 0%
|  |  | 22 |  | 0 | 0 | 0 | 0 | 0 | 0 | 0 | 0 | 0 | 0 |  | 0 | 0 |  | 0 | 0 | 0 |  | 0% | 0% | 0%
|  |  | 23 |  | 0 | 0 | 0 | 0 | 0 | 0 | 0 | 0 | 0 | 0 |  | 0 | 0 |  | 0 | 0 | 0 |  | 0% | 0% | 0%
|  |  | 24 |  | 0 | 0 | 0 | 0 | 0 | 0 | 0 | 0 | 0 | 0 |  | 0 | 0 |  | 0 | 0 | 0 |  | 0% | 0% | 0%
|  |  | 25 |  | 0 | 0 | 0 | 0 | 0 | 0 | 0 | 0 | 0 | 0 |  | 0 | 0 |  | 0 | 0 | 0 |  | 0% | 0% | 0%
[5 empty] | 1726223686.549 | 146380778.3763 | 147316955.6477 | 64971501.6706 | 436102467.8754 | 428279060.1368 | 182712428.7912 | 36979212.6329 | 109731794.0085 | 173749487.4097 |  | 358669235.6946 | 1047093956.8033 |  | 582483246.2516 | 575596015.7845 | 247683930.4618
Revenues from sales by customer category, TOU, season, type of charge (Rand) - Level I
[15 empty] | Wires+Retail | Wires+Retail | Wires+Retail
[6 empty] | Total | Total | Total |  | Delta Revenues - Costs | Delta Revenues - Costs | Increase needed to reach CR |  |  | Energy | Demand | Customer
[6 empty] | Energy Energy: Energy; Energy Energy: Demand; Energy Energy: Customer |  |  |  | All | All | All
[6 empty] | Energy Energy: All; Energy Energy: All; Energy Energy: All |  |  |  | All | All | All
[6 empty] | Energy Energy: All; Energy Energy: All; Energy Energy: All |  |  |  | c/kWh | R/kVA/month | R/POD/month
|  |  |  | Customer category | Total revenues (Rand) | Energy Energy: Rand; Energy Energy: % | % |  | Total average (cR/kWh)
|  |  | 1 | Domestic (Standard) | 542430427.3373 | 423687030.1373 | 0 | 118743397.2 |  | -115423748.4999 | -17.55% | 21.28% |  | 392.0149 | 306.199 | 0 | 414
|  |  | 2 | Domestic (Large) | 52910518.8555 | 40407908.6512 | 531686.2043 | 11970924 |  | -2925939.8495 | -5.24% | 5.53% |  | 449.9053 | 343.5939 | 10 | 700
|  |  | 3 | Commercial Small | 57748697.3842 | 45410222.2642 | 0 | 12338475.12 |  | -129401312.1042 | -69.14% | 224.1% |  | 389.3967 | 306.199 | 0 | 414
|  |  | 4 | Commercial Medium | 163042874.2341 | 134251246.3574 | 17883627.8766 | 10908000 |  | 14032781.6313 | 9.417% | -8.607% |  | 324.4068 | 267.12 | 107.03 | 3000
|  |  | 5 | Commercial Large | 186979951.6772 | 155335449.5866 | 29190202.0906 | 2454300 |  | -12492288.1595 | -6.263% | 6.681% |  | 244.5111 | 203.13 | 143.52 | 5625
|  |  | 6 | Industrial Medium | 599953646.1438 | 516672622.0586 | 75462169.6852 | 7818854.4 |  | 15017300.9114 | 2.567% | -2.503% |  | 281.0073 | 242 | 143.52 | 3360
|  |  | 7 | Industrial Large | 63125529.0787 | 45029110.1295 | 11614093.186 | 6482325.7632 |  | 1841618.3414 | 3.005% | -2.917% |  | 284.5822 | 203 | 200.74 | 14455.28
|  |  | 8 | Commercial Medium-Flexi-time | 201105.5404 | 113717.2064 | 46665.1341 | 40723.2 |  | -101228.4283 | -33.48% | 50.34% |  | 213.5605 | 120.76 | 143.27 | 3360
|  |  | 9 | Commercial Large-Flexi-time | 0 | 0 | 0 | 0 |  | 0 | 0% | 0%
|  |  | 10 | Industrial Medium-Flexi-time | 0 | 0 | 0 | 0 |  | 0 | 0% | 0%
|  |  | 11 | Industrial Large-Flexi-time | 42065657.8647 | 28006327.4002 | 11982562.4645 | 2076768 |  | -11358434.4139 | -21.26% | 27% |  | 205.7147 | 136.96 | 181.82 | 14422
|  |  | 12 | FBE (Domestic Indigent) | 4569694.5005 | 4569694.5005 | 0 | 0 |  | 103827173.5314 | -104.6% | -2272% |  | 217.04 | 217.04 | 0 | 0
|  |  | 13 | Other consumers | 0 | 0 | 0 | 0 |  | 0 | 0% | 0%
|  |  | 14 | Sold to other municipal departments | 13195583.9325 | 12279864.2061 | 0 | 915719.7265 |  | -20194329.8939 | -60.48% | 153% |  | 254.6972 | 237.0223 | 0 | 309.6493
|  |  | 15 |  | 0 | 0 | 0 | 0 |  | 0 | 0% | 0%
|  |  | 16 |  | 0 | 0 | 0 | 0 |  | 0 | 0% | 0%
|  |  | 17 |  | 0 | 0 | 0 | 0 |  | 0 | 0% | 0%
|  |  | 18 |  | 0 | 0 | 0 | 0 |  | 0 | 0% | 0%
|  |  | 19 |  | 0 | 0 | 0 | 0 |  | 0 | 0% | 0%
|  |  | 20 |  | 0 | 0 | 0 | 0 |  | 0 | 0% | 0%
|  |  | 21 |  | 0 | 0 | 0 | 0 |  | 0 | 0% | 0%
|  |  | 22 |  | 0 | 0 | 0 | 0 |  | 0 | 0% | 0%
|  |  | 23 |  | 0 | 0 | 0 | 0 |  | 0 | 0% | 0%
|  |  | 24 |  | 0 | 0 | 0 | 0 |  | 0 | 0% | 0%
|  |  | 25 |  | 0 | 0 | 0 | 0 |  | 0 | 0% | 0%
|  |  |  | Total | 1726223686.549 | 1405763192.4979 | 146711006.6414 | 173749487.4097 |  | -157178406.9338
Revenue forecasts (CTS results net of subsidy)
Revenues from sales by customer category, TOU, season, type of charge (Rand) - Level II - before subsidies
[6 empty] | Total | Total | Total | Total | Total | Total | Total | Total | Total |  | Total | Total |  | Total | Total | Total
[6 empty] | Energy | Energy | Energy | Energy | Energy | Energy | Demand | Demand | Customer |  | Energy | Energy |  | Energy | Energy | Energy
[6 empty] | High season | High season | High season | Low season | Low season | Low season | High season | Low season | All |  | High season | Low season |  | All | All | All
[6 empty] | Offpeak | Standard | Peak | Offpeak | Standard | Peak | All | All | All |  | All | All |  | Offpeak | Standard | Peak
|  |  |  | Customer category | Total cost to serve (Rand)
|  |  | 1 | Domestic (Standard) | 657854175.8372 | 34582155.9952 | 48340103.7523 | 77647947.402 | 92877675.0407 | 118189091.0128 | 84705896.1665 | 41701036.0502 | 101369807.9829 | 58440462.4345 |  | 160570207.1496 | 295772662.22 |  | 127459831.036 | 166529194.7651 | 162353843.5685
|  |  | 2 | Domestic (Large) | 55836458.705 | 2939215.8367 | 4108535.0062 | 6599475.0796 | 7893884.1578 | 10045158.7829 | 7199346.1456 | 3954213.7739 | 9612180.6303 | 3484449.292 |  | 13647225.9224 | 25138389.0863 |  | 10833099.9945 | 14153693.789 | 13798821.2252
|  |  | 3 | Commercial Small | 187150009.4884 | 3706470.2915 | 5181029.1548 | 8322205.5411 | 9954507.8489 | 12667352.3387 | 9078667.2671 | 4893888.6891 | 11896408.4276 | 121449479.9294 |  | 17209704.9874 | 31700527.4547 |  | 13660978.1404 | 17848381.4935 | 17400872.8082
|  |  | 4 | Commercial Medium | 149010092.6028 | 8510008.9489 | 11895577.4643 | 19107678.7505 | 22855424.2211 | 29084080.8862 | 20844505.3138 | 6382019.7452 | 15513861.9419 | 14816935.331 |  | 39513265.1637 | 72784010.421 |  | 31365433.17 | 40979658.3505 | 39952184.0642
|  |  | 5 | Commercial Large | 199472239.8367 | 12948355.268 | 18099647.6091 | 29073178.9229 | 34775539.5313 | 44252716.3269 | 31715837.4107 | 7819862.1816 | 19009070.3466 | 1778032.2397 |  | 60121181.7999 | 110744093.2689 |  | 47723894.7992 | 62352363.936 | 60789016.3336
|  |  | 6 | Industrial Medium | 584936345.2324 | 36150822.262 | 50532838.3552 | 81170102.4635 | 97090659.2108 | 123550215.4089 | 88548203.7987 | 20391954.2744 | 49570195.0115 | 37931354.4473 |  | 167853763.0807 | 309189078.4185 |  | 133241481.4729 | 174083053.7641 | 169718306.2622
|  |  | 7 | Industrial Large | 61283910.7373 | 3557083.8624 | 4972211.7669 | 7986785.4592 | 9553299.0803 | 12156804.4633 | 8712758.5783 | 2050581.6061 | 4984697.8242 | 7309688.0966 |  | 16516081.0885 | 30422862.1218 |  | 13110382.9427 | 17129016.2301 | 16699544.0375
|  |  | 8 | Commercial Medium-Flexi-time | 302333.9688 | 15944.877 | 22288.2868 | 35801.324 | 42823.3308 | 54493.7257 | 39055.5493 | 12398.3385 | 30138.7522 | 49389.7844 |  | 74034.4878 | 136372.6058 |  | 58768.2079 | 76782.0125 | 74856.8733
|  |  | 9 | Commercial Large-Flexi-time | 0 | 0 | 0 | 0 | 0 | 0 | 0 | 0 | 0 | 0 |  | 0 | 0 |  | 0 | 0 | 0
|  |  | 10 | Industrial Medium-Flexi-time | 0 | 0 | 0 | 0 | 0 | 0 | 0 | 0 | 0 | 0 |  | 0 | 0 |  | 0 | 0 | 0
|  |  | 11 | Industrial Large-Flexi-time | 53424092.2787 | 3279134.209 | 4583684.369 | 7362700.0185 | 8806806.6526 | 11206874.7688 | 8031945.7776 | 2275139.7259 | 5530569.4772 | 2347237.2802 |  | 15225518.5965 | 28045627.1989 |  | 12085940.8616 | 15790559.1378 | 15394645.7961
|  |  | 12 | FBE (Domestic Indigent) | 26487347.9691 | 1046910.4716 | 1463406.7587 | 2350647.231 | 2811698.9174 | 3577954.9726 | 2564313.5064 | 1219023.7055 | 2963288.4613 | 8490103.9446 |  | 4860964.4612 | 8953967.3965 |  | 3858609.389 | 5041361.7313 | 4914960.7374
|  |  | 13 | Other consumers | 0 | 0 | 0 | 0 | 0 | 0 | 0 | 0 | 0 | 0 |  | 0 | 0 |  | 0 | 0 | 0
|  |  | 14 | Sold to other municipal departments | 33389913.8264 | 1294836.6745 | 1809966.3652 | 2907320.4693 | 3477557.0356 | 4425275.5552 | 3171586.5523 | 1239412.5864 | 3012851.1854 | 12051107.4025 |  | 6012123.509 | 11074419.1431 |  | 4772393.7101 | 6235241.9204 | 6078907.0216
|  |  | 15 |  | 0 | 0 | 0 | 0 | 0 | 0 | 0 | 0 | 0 | 0 |  | 0 | 0 |  | 0 | 0 | 0
|  |  | 16 |  | 0 | 0 | 0 | 0 | 0 | 0 | 0 | 0 | 0 | 0 |  | 0 | 0 |  | 0 | 0 | 0
|  |  | 17 |  | 0 | 0 | 0 | 0 | 0 | 0 | 0 | 0 | 0 | 0 |  | 0 | 0 |  | 0 | 0 | 0
|  |  | 18 |  | 0 | 0 | 0 | 0 | 0 | 0 | 0 | 0 | 0 | 0 |  | 0 | 0 |  | 0 | 0 | 0
|  |  | 19 |  | 0 | 0 | 0 | 0 | 0 | 0 | 0 | 0 | 0 | 0 |  | 0 | 0 |  | 0 | 0 | 0
|  |  | 20 |  | 0 | 0 | 0 | 0 | 0 | 0 | 0 | 0 | 0 | 0 |  | 0 | 0 |  | 0 | 0 | 0
|  |  | 21 |  | 0 | 0 | 0 | 0 | 0 | 0 | 0 | 0 | 0 | 0 |  | 0 | 0 |  | 0 | 0 | 0
|  |  | 22 |  | 0 | 0 | 0 | 0 | 0 | 0 | 0 | 0 | 0 | 0 |  | 0 | 0 |  | 0 | 0 | 0
|  |  | 23 |  | 0 | 0 | 0 | 0 | 0 | 0 | 0 | 0 | 0 | 0 |  | 0 | 0 |  | 0 | 0 | 0
|  |  | 24 |  | 0 | 0 | 0 | 0 | 0 | 0 | 0 | 0 | 0 | 0 |  | 0 | 0 |  | 0 | 0 | 0
|  |  | 25 |  | 0 | 0 | 0 | 0 | 0 | 0 | 0 | 0 | 0 | 0 |  | 0 | 0 |  | 0 | 0 | 0
[5 empty] | 2009146920.4827 | 108030938.6969 | 151009288.8885 | 242563842.6616 | 290139875.0274 | 369210018.2419 | 264612116.0663 | 91939530.6769 | 223493070.0411 | 268148240.1823 |  | 501604070.247 | 923962009.3356 |  | 398170813.7243 | 520219307.1304 | 507175958.7279
Allocation of subsidies
|  |  |  | Total subsidies (Rand) | 125744827
|  |  |  | Customer category | Total cost to serve (Rand) | Energy: % of total subsidies allocated (%); Energy: Total subsidies allocated (Rand); Energy: Total cost to serve net of subsidies (Rand)
|  |  | 1 | Domestic (Standard) | 657854175.8372 | Energy: 0%; Energy: 0; Energy: 657854175.8372
|  |  | 2 | Domestic (Large) | 55836458.705 | Energy: 0%; Energy: 0; Energy: 55836458.705
|  |  | 3 | Commercial Small | 187150009.4884 | Energy: 0%; Energy: 0; Energy: 187150009.4884
|  |  | 4 | Commercial Medium | 149010092.6028 | Energy: 0%; Energy: 0; Energy: 149010092.6028
|  |  | 5 | Commercial Large | 199472239.8367 | Energy: 0%; Energy: 0; Energy: 199472239.8367
|  |  | 6 | Industrial Medium | 584936345.2324 | Energy: 0%; Energy: 0; Energy: 584936345.2324
|  |  | 7 | Industrial Large | 61283910.7373 | Energy: 0%; Energy: 0; Energy: 61283910.7373
|  |  | 8 | Commercial Medium-Flexi-time | 302333.9688 | Energy: 0%; Energy: 0; Energy: 302333.9688
|  |  | 9 | Commercial Large-Flexi-time | 0 | Energy: 0%; Energy: 0; Energy: 0
|  |  | 10 | Industrial Medium-Flexi-time | 0 | Energy: 0%; Energy: 0; Energy: 0
|  |  | 11 | Industrial Large-Flexi-time | 53424092.2787 | Energy: 0%; Energy: 0; Energy: 53424092.2787
|  |  | 12 | FBE (Domestic Indigent) | 26487347.9691 | Energy: 100%; Energy: 125744827; Energy: -99257479.0309
|  |  | 13 | Other consumers | 0 | Energy: 0%; Energy: 0; Energy: 0
|  |  | 14 | Sold to other municipal departments | 33389913.8264 | Energy: 0%; Energy: 0; Energy: 33389913.8264
|  |  | 15 |  | 0 | Energy: 0%; Energy: 0; Energy: 0
|  |  | 16 |  | 0 | Energy: 0%; Energy: 0; Energy: 0
|  |  | 17 |  | 0 | Energy: 0%; Energy: 0; Energy: 0
|  |  | 18 |  | 0 | Energy: 0%; Energy: 0; Energy: 0
|  |  | 19 |  | 0 | Energy: 0%; Energy: 0; Energy: 0
|  |  | 20 |  | 0 | Energy: 0%; Energy: 0; Energy: 0
|  |  | 21 |  | 0 | Energy: 0%; Energy: 0; Energy: 0
|  |  | 22 |  | 0 | Energy: 0%; Energy: 0; Energy: 0
|  |  | 23 |  | 0 | Energy: 0%; Energy: 0; Energy: 0
|  |  | 24 |  | 0 | Energy: 0%; Energy: 0; Energy: 0
|  |  | 25 |  | 0 | Energy: 0%; Energy: 0; Energy: 0
Revenues from sales by customer category, TOU, season, type of charge (Rand) - Level II - after subsidies
[6 empty] | Total | Total | Total | Total | Total | Total | Total | Total | Total |  | Total | Total |  | Total | Total | Total
[6 empty] | Energy | Energy | Energy | Energy | Energy | Energy | Demand | Demand | Customer |  | Energy | Energy |  | Energy | Energy | Energy
[6 empty] | High season | High season | High season | Low season | Low season | Low season | High season | Low season | All |  | High season | Low season |  | All | All | All |  | TOU pricing signals (%)
[6 empty] | Offpeak | Standard | Peak | Offpeak | Standard | Peak | All | All | All |  | All | All |  | Offpeak | Standard | Peak |  | Offpeak | Standard | Peak
|  |  |  | Customer category | Total cost to serve net of subsidies (Rand)
|  |  | 1 | Domestic (Standard) | 657854175.8372 | 34582155.9952 | 48340103.7523 | 77647947.402 | 92877675.0407 | 118189091.0128 | 84705896.1665 | 41701036.0502 | 101369807.9829 | 58440462.4345 |  | 160570207.1496 | 295772662.22 |  | 127459831.036 | 166529194.7651 | 162353843.5685 |  | 69.46% | 87.32% | 197.7%
|  |  | 2 | Domestic (Large) | 55836458.705 | 2939215.8367 | 4108535.0062 | 6599475.0796 | 7893884.1578 | 10045158.7829 | 7199346.1456 | 3954213.7739 | 9612180.6303 | 3484449.292 |  | 13647225.9224 | 25138389.0863 |  | 10833099.9945 | 14153693.789 | 13798821.2252 |  | 69.46% | 87.32% | 197.7%
|  |  | 3 | Commercial Small | 187150009.4884 | 3706470.2915 | 5181029.1548 | 8322205.5411 | 9954507.8489 | 12667352.3387 | 9078667.2671 | 4893888.6891 | 11896408.4276 | 121449479.9294 |  | 17209704.9874 | 31700527.4547 |  | 13660978.1404 | 17848381.4935 | 17400872.8082 |  | 69.46% | 87.32% | 197.7%
|  |  | 4 | Commercial Medium | 149010092.6028 | 8510008.9489 | 11895577.4643 | 19107678.7505 | 22855424.2211 | 29084080.8862 | 20844505.3138 | 6382019.7452 | 15513861.9419 | 14816935.331 |  | 39513265.1637 | 72784010.421 |  | 31365433.17 | 40979658.3505 | 39952184.0642 |  | 69.46% | 87.32% | 197.7%
|  |  | 5 | Commercial Large | 199472239.8367 | 12948355.268 | 18099647.6091 | 29073178.9229 | 34775539.5313 | 44252716.3269 | 31715837.4107 | 7819862.1816 | 19009070.3466 | 1778032.2397 |  | 60121181.7999 | 110744093.2689 |  | 47723894.7992 | 62352363.936 | 60789016.3336 |  | 69.46% | 87.32% | 197.7%
|  |  | 6 | Industrial Medium | 584936345.2324 | 36150822.262 | 50532838.3552 | 81170102.4635 | 97090659.2108 | 123550215.4089 | 88548203.7987 | 20391954.2744 | 49570195.0115 | 37931354.4473 |  | 167853763.0807 | 309189078.4185 |  | 133241481.4729 | 174083053.7641 | 169718306.2622 |  | 69.46% | 87.32% | 197.7%
|  |  | 7 | Industrial Large | 61283910.7373 | 3557083.8624 | 4972211.7669 | 7986785.4592 | 9553299.0803 | 12156804.4633 | 8712758.5783 | 2050581.6061 | 4984697.8242 | 7309688.0966 |  | 16516081.0885 | 30422862.1218 |  | 13110382.9427 | 17129016.2301 | 16699544.0375 |  | 69.46% | 87.32% | 197.7%
|  |  | 8 | Commercial Medium-Flexi-time | 302333.9688 | 15944.877 | 22288.2868 | 35801.324 | 42823.3308 | 54493.7257 | 39055.5493 | 12398.3385 | 30138.7522 | 49389.7844 |  | 74034.4878 | 136372.6058 |  | 58768.2079 | 76782.0125 | 74856.8733 |  | 27.93% | 0% | 0%
|  |  | 9 | Commercial Large-Flexi-time | 0 | 0 | 0 | 0 | 0 | 0 | 0 | 0 | 0 | 0 |  | 0 | 0 |  | 0 | 0 | 0 |  | 0% | 0% | 0%
|  |  | 10 | Industrial Medium-Flexi-time | 0 | 0 | 0 | 0 | 0 | 0 | 0 | 0 | 0 | 0 |  | 0 | 0 |  | 0 | 0 | 0 |  | 0% | 0% | 0%
|  |  | 11 | Industrial Large-Flexi-time | 53424092.2787 | 3279134.209 | 4583684.369 | 7362700.0185 | 8806806.6526 | 11206874.7688 | 8031945.7776 | 2275139.7259 | 5530569.4772 | 2347237.2802 |  | 15225518.5965 | 28045627.1989 |  | 12085940.8616 | 15790559.1378 | 15394645.7961 |  | 27.93% | 0% | 0%
|  |  | 12 | FBE (Domestic Indigent) | -99257479.0309 | -3923144.5254 | -5483903.7052 | -8808708.1616 | -10536432.2115 | -13407865.1845 | -9609391.4117 | -4568113.8039 | -11104491.9503 | -31815428.0767 |  | -18215756.3922 | -33553688.8077 |  | -14459576.7369 | -18891768.8897 | -18418099.5733 |  | 69.46% | 87.32% | 197.7%
|  |  | 13 | Other consumers | 0 | 0 | 0 | 0 | 0 | 0 | 0 | 0 | 0 | 0 |  | 0 | 0 |  | 0 | 0 | 0 |  | 0% | 0% | 0%
|  |  | 14 | Sold to other municipal departments | 33389913.8264 | 1294836.6745 | 1809966.3652 | 2907320.4693 | 3477557.0356 | 4425275.5552 | 3171586.5523 | 1239412.5864 | 3012851.1854 | 12051107.4025 |  | 6012123.509 | 11074419.1431 |  | 4772393.7101 | 6235241.9204 | 6078907.0216 |  | 69.46% | 87.32% | 197.7%
|  |  | 15 |  | 0 | 0 | 0 | 0 | 0 | 0 | 0 | 0 | 0 | 0 |  | 0 | 0 |  | 0 | 0 | 0 |  | 0% | 0% | 0%
|  |  | 16 |  | 0 | 0 | 0 | 0 | 0 | 0 | 0 | 0 | 0 | 0 |  | 0 | 0 |  | 0 | 0 | 0 |  | 0% | 0% | 0%
|  |  | 17 |  | 0 | 0 | 0 | 0 | 0 | 0 | 0 | 0 | 0 | 0 |  | 0 | 0 |  | 0 | 0 | 0 |  | 0% | 0% | 0%
|  |  | 18 |  | 0 | 0 | 0 | 0 | 0 | 0 | 0 | 0 | 0 | 0 |  | 0 | 0 |  | 0 | 0 | 0 |  | 0% | 0% | 0%
|  |  | 19 |  | 0 | 0 | 0 | 0 | 0 | 0 | 0 | 0 | 0 | 0 |  | 0 | 0 |  | 0 | 0 | 0 |  | 0% | 0% | 0%
|  |  | 20 |  | 0 | 0 | 0 | 0 | 0 | 0 | 0 | 0 | 0 | 0 |  | 0 | 0 |  | 0 | 0 | 0 |  | 0% | 0% | 0%
|  |  | 21 |  | 0 | 0 | 0 | 0 | 0 | 0 | 0 | 0 | 0 | 0 |  | 0 | 0 |  | 0 | 0 | 0 |  | 0% | 0% | 0%
|  |  | 22 |  | 0 | 0 | 0 | 0 | 0 | 0 | 0 | 0 | 0 | 0 |  | 0 | 0 |  | 0 | 0 | 0 |  | 0% | 0% | 0%
|  |  | 23 |  | 0 | 0 | 0 | 0 | 0 | 0 | 0 | 0 | 0 | 0 |  | 0 | 0 |  | 0 | 0 | 0 |  | 0% | 0% | 0%
|  |  | 24 |  | 0 | 0 | 0 | 0 | 0 | 0 | 0 | 0 | 0 | 0 |  | 0 | 0 |  | 0 | 0 | 0 |  | 0% | 0% | 0%
|  |  | 25 |  | 0 | 0 | 0 | 0 | 0 | 0 | 0 | 0 | 0 | 0 |  | 0 | 0 |  | 0 | 0 | 0 |  | 0% | 0% | 0%
[5 empty] | 1883402093.4827 | 103060883.6999 | 144061978.4246 | 231404487.269 | 276791743.8984 | 352224198.0848 | 252438411.1482 | 86152393.1676 | 209425289.6294 | 227842708.1609 |  | 478527349.3935 | 881454353.1314 |  | 379852627.5983 | 496286176.5094 | 483842898.4172
Revenues from sales by customer category, TOU, season, type of charge (Rand) - Level I
[6 empty] | Total | Total | Total
[6 empty] | Energy | Demand | Customer
[6 empty] | All | All | All
[6 empty] | All | All | All
|  |  |  | Customer category | Total revenues (Rand) | bar: Energy to Energy
|  |  | 1 | Domestic (Standard) | 657854175.8372 | Energy: 456342869.3696; Energy: 143070844.0331; Energy: 58440462.4345
|  |  | 2 | Domestic (Large) | 55836458.705 | Energy: 38785615.0087; Energy: 13566394.4043; Energy: 3484449.292
|  |  | 3 | Commercial Small | 187150009.4884 | Energy: 48910232.4422; Energy: 16790297.1168; Energy: 121449479.9294
|  |  | 4 | Commercial Medium | 149010092.6028 | Energy: 112297275.5848; Energy: 21895881.6871; Energy: 14816935.331
|  |  | 5 | Commercial Large | 199472239.8367 | Energy: 170865275.0688; Energy: 26828932.5282; Energy: 1778032.2397
|  |  | 6 | Industrial Medium | 584936345.2324 | Energy: 477042841.4992; Energy: 69962149.2859; Energy: 37931354.4473
|  |  | 7 | Industrial Large | 61283910.7373 | Energy: 46938943.2103; Energy: 7035279.4304; Energy: 7309688.0966
|  |  | 8 | Commercial Medium-Flexi-time | 302333.9688 | Energy: 210407.0937; Energy: 42537.0907; Energy: 49389.7844
|  |  | 9 | Commercial Large-Flexi-time | 0 | Energy: 0; Energy: 0; Energy: 0
|  |  | 10 | Industrial Medium-Flexi-time | 0 | Energy: 0; Energy: 0; Energy: 0
|  |  | 11 | Industrial Large-Flexi-time | 53424092.2787 | Energy: 43271145.7954; Energy: 7805709.2031; Energy: 2347237.2802
|  |  | 12 | FBE (Domestic Indigent) | -99257479.0309 | Energy: -51769445.1999; Energy: -15672605.7542; Energy: -31815428.0767
|  |  | 13 | Other consumers | 0 | Energy: 0; Energy: 0; Energy: 0
|  |  | 14 | Sold to other municipal departments | 33389913.8264 | Energy: 17086542.6521; Energy: 4252263.7718; Energy: 12051107.4025
|  |  | 15 |  | 0 | Energy: 0; Energy: 0; Energy: 0
|  |  | 16 |  | 0 | Energy: 0; Energy: 0; Energy: 0
|  |  | 17 |  | 0 | Energy: 0; Energy: 0; Energy: 0
|  |  | 18 |  | 0 | Energy: 0; Energy: 0; Energy: 0
|  |  | 19 |  | 0 | Energy: 0; Energy: 0; Energy: 0
|  |  | 20 |  | 0 | Energy: 0; Energy: 0; Energy: 0
|  |  | 21 |  | 0 | Energy: 0; Energy: 0; Energy: 0
|  |  | 22 |  | 0 | Energy: 0; Energy: 0; Energy: 0
|  |  | 23 |  | 0 | Energy: 0; Energy: 0; Energy: 0
|  |  | 24 |  | 0 | Energy: 0; Energy: 0; Energy: 0
|  |  | 25 |  | 0 | Energy: 0; Energy: 0; Energy: 0
|  |  |  | Total | 1883402093.4827 | Energy: 1359981702.5249; Energy: 295577682.797; Energy: 227842708.1609
Revenue forecasts (New Rates - Dashboard Selection)
Revenues from sales by customer category, TOU, season, type of charge (Rand) - Level I
[6 empty] | Total | Total | Total |  | Total average (cR/kWh) |  | Delta Revenues - Costs | Delta Revenues - Costs |  | Wires share of total revenue - unweighted | Retail share of total revenue - unweighted |  | Unadjusted Wires weighting factor | Adjusted Wires weighting factor | Wires share of total revenue - weighted | Retail share of total revenue - weighted
[6 empty] | Energy | Demand | Customer
[6 empty] | All | All | All
[6 empty] | All | All | All
|  |  |  | Customer category | Total revenues (Rand) | [6 empty] | Rand | % | bar: Energy to Energy; Energy
|  |  | 1 | Domestic (Standard) | 591303408.8404 | 461861231.5527 | 0 | 129442177.2877 |  | 427.3354 |  | -66550766.9968 | -10.12% |  | 134204238.5789 | 457099170.2615 |  | 22.7% | 0% | 149308827.6581 | 441994581.1823
|  |  | 2 | Domestic (Large) | 57677756.6044 | 44048661.2207 | 1153555.1321 | 12475540.2516 |  | 490.4418 |  | 1841297.8994 | 3.298% |  | 13412245.8402 | 44265510.7641 |  | 23.25% | 0% | 12984074.8859 | 44693681.7185
|  |  | 3 | Commercial Small | 62951855.0185 | 49501683.2902 | 0 | 13450171.7283 |  | 424.4813 |  | -124198154.4699 | -66.36% |  | 20011920.9257 | 42939934.0928 |  | 31.79% | 0% | 59493579.4985 | 3458275.52
|  |  | 4 | Commercial Medium | 177733037.2026 | 133943516.9164 | 29325951.1384 | 14463569.1478 |  | 353.6358 |  | 28722944.5997 | 19.28% |  | 34506055.5733 | 143226981.6293 |  | 19.41% | 0% | 28929627.3628 | 148803409.8398
|  |  | 5 | Commercial Large | 203826845.3233 | 174595372.374 | 26191749.624 | 3039723.3252 |  | 266.5415 |  | 4354605.4866 | 2.183% |  | 33156830.9905 | 170670014.3328 |  | 16.27% | 0% | 32448460.5209 | 171378384.8024
|  |  | 6 | Industrial Medium | 654009469.6614 | 533375192.5617 | 110200595.6379 | 10433681.4617 |  | 306.3261 |  | 69073124.429 | 11.81% |  | 111619648.8122 | 542389820.8492 |  | 17.07% | 0% | 99830954.2309 | 554178515.4305
|  |  | 7 | Industrial Large | 68813139.2487 | 49086232.9522 | 12159281.7052 | 7567624.5913 |  | 310.223 |  | 7529228.5114 | 12.29% |  | 12617786.0984 | 56195353.1503 |  | 18.34% | 0% | 11237203.9032 | 57575935.3455
|  |  | 8 | Commercial Medium-Flexi-time | 219225.1496 | 123963.1267 | 41872.0036 | 53390.0194 |  | 232.8023 |  | -83108.8192 | -27.49% |  | 45763.1654 | 173461.9842 |  | 20.87% | 0% | 63112.0994 | 156113.0503
|  |  | 9 | Commercial Large-Flexi-time | 0 | Energy: 0; Energy: 0; Energy: 0 | 0 | 0% |  | 0 | 0 |  | 0% | 0% | 0 | 0
|  |  | 10 | Industrial Medium-Flexi-time | 0 | Energy: 0; Energy: 0; Energy: 0 | 0 | 0% |  | 0 | 0 |  | 0% | 0% | 0 | 0
|  |  | 11 | Industrial Large-Flexi-time | 45855773.6383 | 37141143.2939 | 6268484.2564 | 2446146.0881 |  | 224.2496 |  | -7568318.6403 | -14.17% |  | 8175795.7313 | 37679977.907 |  | 17.83% | 0% | 9525179.2946 | 36330594.3437
|  |  | 12 | FBE (Domestic Indigent) | 4981423.975 | 4981423.975 | 0 | 0 |  | 236.5953 |  | 104238903.0058 | -105% |  | 1300977.4664 | 3680446.5086 |  | 26.12% | 0% | -25922656.7022 | 30904080.6772
|  |  | 13 | Other consumers | 0 | Energy: 0; Energy: 0; Energy: 0 | 0 | 0% |  | 0 | 0 |  | 0% | 0% | 0 | 0
|  |  | 14 | Sold to other municipal departments | 14384506.0449 | 13386279.971 | 0 | 998226.0738 |  | 277.6454 |  | -19005407.7816 | -56.92% |  | 3695453.6998 | 10689052.3451 |  | 25.69% | 0% | 8578040.8588 | 5806465.1861
|  |  | 15 |  | 0 | Energy: 0; Energy: 0; Energy: 0 | 0 | 0% |  | 0 | 0 |  | 0% | 0% | 0 | 0
|  |  | 16 |  | 0 | Energy: 0; Energy: 0; Energy: 0 | 0 | 0% |  | 0 | 0 |  | 0% | 0% | 0 | 0
|  |  | 17 |  | 0 | Energy: 0; Energy: 0; Energy: 0 | 0 | 0% |  | 0 | 0 |  | 0% | 0% | 0 | 0
|  |  | 18 |  | 0 | Energy: 0; Energy: 0; Energy: 0 | 0 | 0% |  | 0 | 0 |  | 0% | 0% | 0 | 0
|  |  | 19 |  | 0 | Energy: 0; Energy: 0; Energy: 0 | 0 | 0% |  | 0 | 0 |  | 0% | 0% | 0 | 0
|  |  | 20 |  | 0 | Energy: 0; Energy: 0; Energy: 0 | 0 | 0% |  | 0 | 0 |  | 0% | 0% | 0 | 0
|  |  | 21 |  | 0 | Energy: 0; Energy: 0; Energy: 0 | 0 | 0% |  | 0 | 0 |  | 0% | 0% | 0 | 0
|  |  | 22 |  | 0 | Energy: 0; Energy: 0; Energy: 0 | 0 | 0% |  | 0 | 0 |  | 0% | 0% | 0 | 0
|  |  | 23 |  | 0 | Energy: 0; Energy: 0; Energy: 0 | 0 | 0% |  | 0 | 0 |  | 0% | 0% | 0 | 0
|  |  | 24 |  | 0 | Energy: 0; Energy: 0; Energy: 0 | 0 | 0% |  | 0 | 0 |  | 0% | 0% | 0 | 0
|  |  | 25 |  | 0 | Energy: 0; Energy: 0; Energy: 0 | 0 | 0% |  | 0 | 0 |  | 0% | 0% | 0 | 0
|  |  |  | Total | 1881756440.707 | Energy: 1502044701.2343; Energy: 185341489.4977; Energy: 194370249.975 |  |  |  | 372746716.8821 | 1509009723.8249 |  |  |  | 386476403.6107 | 1495280037.0963
Revenues from sales by customer category, TOU, season, type of charge (Rand) - Level II
[6 empty] | Total | Total | Total | Total | Total | Total | Total | Total | Total |  | Total | Total |  | Total | Total | Total
[6 empty] | Energy | Energy | Energy | Energy | Energy | Energy | Demand | Demand | Customer |  | Energy | Energy |  | Energy | Energy | Energy
[6 empty] | High season | High season | High season | Low season | Low season | Low season | High season | Low season | All |  | High season | Low season |  | All | All | All |  | TOU pricing signals (%)
[6 empty] | Offpeak | Standard | Peak | Offpeak | Standard | Peak | All | All | All |  | All | All |  | Offpeak | Standard | Peak |  | Offpeak | Standard | Peak
|  |  |  | Customer category | Total cost to serve net of subsidies (Rand)
|  |  | 1 | Domestic (Standard) | 591303408.8404 | 101706358.358 | 0 | 0 | 360154873.1947 | 0 | 0 | 0 | 0 | 129442177.2877 |  | 101706358.358 | 360154873.1947 |  | 461861231.5527 | 0 | 0 |  | 248.7% | 0% | 0%
|  |  | 2 | Domestic (Large) | 57677756.6044 | 8105151.3931 | 0 | 0 | 35943509.8276 | 0 | 0 | 290759.1018 | 862796.0303 | 12475540.2516 |  | 8105151.3931 | 35943509.8276 |  | 44048661.2207 | 0 | 0 |  | 248.7% | 0% | 0%
|  |  | 3 | Commercial Small | 62951855.0185 | 10900754.5905 | 0 | 0 | 38600928.6996 | 0 | 0 | 0 | 0 | 13450171.7283 |  | 10900754.5905 | 38600928.6996 |  | 49501683.2902 | 0 | 0 |  | 248.7% | 0% | 0%
|  |  | 4 | Commercial Medium | 177733037.2026 | 36040721.3979 | 0 | 0 | 97902795.5184 | 0 | 0 | 7391746.5883 | 21934204.5501 | 14463569.1478 |  | 36040721.3979 | 97902795.5184 |  | 133943516.9164 | 0 | 0 |  | 248.7% | 0% | 0%
|  |  | 5 | Commercial Large | 203826845.3233 | 46979079.8239 | 0 | 0 | 127616292.5502 | 0 | 0 | 6601756.0696 | 19589993.5544 | 3039723.3252 |  | 46979079.8239 | 127616292.5502 |  | 174595372.374 | 0 | 0 |  | 248.7% | 0% | 0%
|  |  | 6 | Industrial Medium | 654009469.6614 | 143517410.609 | 0 | 0 | 389857781.9527 | 0 | 0 | 27776588.4896 | 82424007.1484 | 10433681.4617 |  | 143517410.609 | 389857781.9527 |  | 533375192.5617 | 0 | 0 |  | 248.7% | 0% | 0%
|  |  | 7 | Industrial Large | 68813139.2487 | 13207830.338 | 0 | 0 | 35878402.6142 | 0 | 0 | 3064805.2517 | 9094476.4535 | 7567624.5913 |  | 13207830.338 | 35878402.6142 |  | 49086232.9522 | 0 | 0 |  | 248.7% | 0% | 0%
|  |  | 8 | Commercial Medium-Flexi-time | 219225.1496 | 37663.1924 | 0 | 0 | 86299.9342 | 0 | 0 | 10554.0393 | 31317.9643 | 53390.0194 |  | 37663.1924 | 86299.9342 |  | 123963.1267 | 0 | 0 |  | 100% | 0% | 0%
|  |  | 9 | Commercial Large-Flexi-time | 0 | 0 | 0 | 0 | 0 | 0 | 0 | 0 | 0 | 0 |  | 0 | 0 |  | 0 | 0 | 0 |  |  | 0% | 0%
|  |  | 10 | Industrial Medium-Flexi-time | 0 | 0 | 0 | 0 | 0 | 0 | 0 | 0 | 0 | 0 |  | 0 | 0 |  | 0 | 0 | 0 |  |  | 0% | 0%
|  |  | 11 | Industrial Large-Flexi-time | 45855773.6383 | 12121853.8642 | 0 | 0 | 25019289.4297 | 0 | 0 | 1580001.5112 | 4688482.7452 | 2446146.0881 |  | 12121853.8642 | 25019289.4297 |  | 37141143.2939 | 0 | 0 |  | 100% | 0% | 0%
|  |  | 12 | FBE (Domestic Indigent) | 4981423.975 | 1340371.8058 | 0 | 0 | 3641052.1691 | 0 | 0 | 0 | 0 | 0 |  | 1340371.8058 | 3641052.1691 |  | 4981423.975 | 0 | 0 |  | 248.7% | 0% | 0%
|  |  | 13 | Other consumers | 0 | 0 | 0 | 0 | 0 | 0 | 0 | 0 | 0 | 0 |  | 0 | 0 |  | 0 | 0 | 0 |  |  | 0% | 0%
|  |  | 14 | Sold to other municipal departments | 14384506.0449 | 0 | 0 | 0 | 13386279.971 | 0 | 0 | 0 | 0 | 998226.0738 |  | 0 | 13386279.971 |  | 13386279.971 | 0 | 0 |  | 248.7% | 0% | 0%
|  |  | 15 |  | 0 | 0 | 0 | 0 | 0 | 0 | 0 | 0 | 0 | 0 |  | 0 | 0 |  | 0 | 0 | 0 |  |  | 0% | 0%
|  |  | 16 |  | 0 | 0 | 0 | 0 | 0 | 0 | 0 | 0 | 0 | 0 |  | 0 | 0 |  | 0 | 0 | 0 |  |  | 0% | 0%
|  |  | 17 |  | 0 | 0 | 0 | 0 | 0 | 0 | 0 | 0 | 0 | 0 |  | 0 | 0 |  | 0 | 0 | 0 |  |  | 0% | 0%
|  |  | 18 |  | 0 | 0 | 0 | 0 | 0 | 0 | 0 | 0 | 0 | 0 |  | 0 | 0 |  | 0 | 0 | 0 |  |  | 0% | 0%
|  |  | 19 |  | 0 | 0 | 0 | 0 | 0 | 0 | 0 | 0 | 0 | 0 |  | 0 | 0 |  | 0 | 0 | 0 |  |  | 0% | 0%
|  |  | 20 |  | 0 | 0 | 0 | 0 | 0 | 0 | 0 | 0 | 0 | 0 |  | 0 | 0 |  | 0 | 0 | 0 |  |  | 0% | 0%
|  |  | 21 |  | 0 | 0 | 0 | 0 | 0 | 0 | 0 | 0 | 0 | 0 |  | 0 | 0 |  | 0 | 0 | 0 |  |  | 0% | 0%
|  |  | 22 |  | 0 | 0 | 0 | 0 | 0 | 0 | 0 | 0 | 0 | 0 |  | 0 | 0 |  | 0 | 0 | 0 |  |  | 0% | 0%
|  |  | 23 |  | 0 | 0 | 0 | 0 | 0 | 0 | 0 | 0 | 0 | 0 |  | 0 | 0 |  | 0 | 0 | 0 |  |  | 0% | 0%
|  |  | 24 |  | 0 | 0 | 0 | 0 | 0 | 0 | 0 | 0 | 0 | 0 |  | 0 | 0 |  | 0 | 0 | 0 |  |  | 0% | 0%
|  |  | 25 |  | 0 | 0 | 0 | 0 | 0 | 0 | 0 | 0 | 0 | 0 |  | 0 | 0 |  | 0 | 0 | 0 |  |  | 0% | 0%
[5 empty] | 1881756440.707 | 373957195.3728 | 0 | 0 | 1128087505.8615 | 0 | 0 | 46716211.0515 | 138625278.4462 | 194370249.975 |  | 373957195.3728 | 1128087505.8615 |  | 1502044701.2343 | 0 | 0
Tariff Calculations (New Rates calculated from Dashboard Selection)
|  |  |  | Business area selection | 1
Wires+Retail
|  |  |  | Business area + phasing scaling factor |  | Energy: Business area factor only |  |  |  |  | Phasing factor only
[6 empty] | Energy: Wires+Retail; Energy: Wires+Retail; Energy: Wires+Retail | Wires+Retail | Wires+Retail | Wires+Retail |  |  |  | Wires+Retail | Wires+Retail | Wires+Retail
[6 empty] | Energy: Energy; Energy: Demand; Energy: Customer | Energy | Demand | Customer |  |  |  | Energy | Demand | Customer
[6 empty] | Energy: All; Energy: All; Energy: All | All | All | All |  |  |  | All | All | All
[6 empty] | Energy: All; Energy: All; Energy: All | All | All | All |  |  |  | All | All | All
|  |  |  | Customer category | Overall scaling factor | Energy: Customer category; Energy: Overall scaling factor |  |  |  |  | Customer category | Overall scaling factor
|  |  | 1 | Domestic (Standard) | 100% | 100% | 100% | 100% |  | Domestic (Standard) | 100% | 100% | 100% | 100% |  | Domestic (Standard) | 100% | 100% | 100% | 100%
|  |  | 2 | Domestic (Large) | 100% | 100% | 100% | 100% |  | Domestic (Large) | 100% | 100% | 100% | 100% |  | Domestic (Large) | 100% | 100% | 100% | 100%
|  |  | 3 | Commercial Small | 100% | 100% | 100% | 100% |  | Commercial Small | 100% | 100% | 100% | 100% |  | Commercial Small | 100% | 100% | 100% | 100%
|  |  | 4 | Commercial Medium | 100% | 100% | 100% | 100% |  | Commercial Medium | 100% | 100% | 100% | 100% |  | Commercial Medium | 100% | 100% | 100% | 100%
|  |  | 5 | Commercial Large | 100% | 100% | 100% | 100% |  | Commercial Large | 100% | 100% | 100% | 100% |  | Commercial Large | 100% | 100% | 100% | 100%
|  |  | 6 | Industrial Medium | 100% | 100% | 100% | 100% |  | Industrial Medium | 100% | 100% | 100% | 100% |  | Industrial Medium | 100% | 100% | 100% | 100%
|  |  | 7 | Industrial Large | 100% | 100% | 100% | 100% |  | Industrial Large | 100% | 100% | 100% | 100% |  | Industrial Large | 100% | 100% | 100% | 100%
|  |  | 8 | Commercial Medium-Flexi-time | 100% | 100% | 100% | 100% |  | Commercial Medium-Flexi-time | 100% | 100% | 100% | 100% |  | Commercial Medium-Flexi-time | 100% | 100% | 100% | 100%
|  |  | 9 | Commercial Large-Flexi-time | 100% | 100% | 100% | 100% |  | Commercial Large-Flexi-time | 100% | 100% | 100% | 100% |  | Commercial Large-Flexi-time | 100% | 100% | 100% | 100%
|  |  | 10 | Industrial Medium-Flexi-time | 100% | 100% | 100% | 100% |  | Industrial Medium-Flexi-time | 100% | 100% | 100% | 100% |  | Industrial Medium-Flexi-time | 100% | 100% | 100% | 100%
|  |  | 11 | Industrial Large-Flexi-time | 100% | 100% | 100% | 100% |  | Industrial Large-Flexi-time | 100% | 100% | 100% | 100% |  | Industrial Large-Flexi-time | 100% | 100% | 100% | 100%
|  |  | 12 | FBE (Domestic Indigent) | 100% | 100% | 100% | 100% |  | FBE (Domestic Indigent) | 100% | 100% | 100% | 100% |  | FBE (Domestic Indigent) | 100% | 100% | 100% | 100%
|  |  | 13 | Other consumers | 100% | 100% | 100% | 100% |  | Other consumers | 100% | 100% | 100% | 100% |  | Other consumers | 100% | 100% | 100% | 100%
|  |  | 14 | Sold to other municipal departments | 100% | 100% | 100% | 100% |  | Sold to other municipal departments | 100% | 100% | 100% | 100% |  | Sold to other municipal departments | 100% | 100% | 100% | 100%
|  |  | 15 |  | 100% | 100% | 100% | 100% |  |  | 100% | 100% | 100% | 100% |  |  | 100% | 100% | 100% | 100%
|  |  | 16 |  | 100% | 100% | 100% | 100% |  |  | 100% | 100% | 100% | 100% |  |  | 100% | 100% | 100% | 100%
|  |  | 17 |  | 100% | 100% | 100% | 100% |  |  | 100% | 100% | 100% | 100% |  |  | 100% | 100% | 100% | 100%
|  |  | 18 |  | 100% | 100% | 100% | 100% |  |  | 100% | 100% | 100% | 100% |  |  | 100% | 100% | 100% | 100%
|  |  | 19 |  | 100% | 100% | 100% | 100% |  |  | 100% | 100% | 100% | 100% |  |  | 100% | 100% | 100% | 100%
|  |  | 20 |  | 100% | 100% | 100% | 100% |  |  | 100% | 100% | 100% | 100% |  |  | 100% | 100% | 100% | 100%
|  |  | 21 |  | 100% | 100% | 100% | 100% |  |  | 100% | 100% | 100% | 100% |  |  | 100% | 100% | 100% | 100%
|  |  | 22 |  | 100% | 100% | 100% | 100% |  |  | 100% | 100% | 100% | 100% |  |  | 100% | 100% | 100% | 100%
|  |  | 23 |  | 100% | 100% | 100% | 100% |  |  | 100% | 100% | 100% | 100% |  |  | 100% | 100% | 100% | 100%
|  |  | 24 |  | 100% | 100% | 100% | 100% |  |  | 100% | 100% | 100% | 100% |  |  | 100% | 100% | 100% | 100%
|  |  | 25 |  | 100% | 100% | 100% | 100% |  |  | 100% | 100% | 100% | 100% |  |  | 100% | 100% | 100% | 100%
Average rates by type of charge - Level I
[6 empty] | Wires+Retail | Wires+Retail | Wires+Retail
[6 empty] | Energy | Demand | Customer
[6 empty] | All | All | All
[6 empty] | All | All | All
[6 empty] | c/kWh | R/kVA/month | R/POD/month
|  |  |  | Customer category | Total average (cR/kWh) | bar: Energy to Energy
|  |  | 1 | Domestic (Standard) | 427.3354 | Energy: 333.7875; Energy: 0; Energy: 451.3014
|  |  | 2 | Domestic (Large) | 490.4418 | Energy: 374.5518; Energy: 21.6962; Energy: 729.5074
|  |  | 3 | Commercial Small | 424.4813 | Energy: 333.7875; Energy: 0; Energy: 451.3014
|  |  | 4 | Commercial Medium | 353.6358 | Energy: 266.5077; Energy: 175.5101; Energy: 3977.8793
|  |  | 5 | Commercial Large | 266.5415 | Energy: 228.3159; Energy: 128.7775; Energy: 6966.7293
|  |  | 6 | Industrial Medium | 306.3261 | Energy: 249.8232; Energy: 209.5883; Energy: 4483.6709
|  |  | 7 | Industrial Large | 310.223 | Energy: 221.2903; Energy: 210.1631; Energy: 16875.4451
|  |  | 8 | Commercial Medium-Flexi-time | 232.8023 | Energy: 131.6405; Energy: 128.5543; Energy: 4405.1171
|  |  | 9 | Commercial Large-Flexi-time | 0 | Energy: 0; Energy: 0; Energy: 0
|  |  | 10 | Industrial Medium-Flexi-time | 0 | Energy: 0; Energy: 0; Energy: 0
|  |  | 11 | Industrial Large-Flexi-time | 224.2496 | Energy: 181.6322; Energy: 95.1162; Energy: 16987.1256
|  |  | 12 | FBE (Domestic Indigent) | 236.5953 | Energy: 236.5953; Energy: 0; Energy: 0
|  |  | 13 | Other consumers | 0 | Energy: 0; Energy: 0; Energy: 0
|  |  | 14 | Sold to other municipal departments | 277.6454 | Energy: 258.378; Energy: 0; Energy: 337.5487
|  |  | 15 |  | 0 | Energy: 0; Energy: 0; Energy: 0
|  |  | 16 |  | 0 | Energy: 0; Energy: 0; Energy: 0
|  |  | 17 |  | 0 | Energy: 0; Energy: 0; Energy: 0
|  |  | 18 |  | 0 | Energy: 0; Energy: 0; Energy: 0
|  |  | 19 |  | 0 | Energy: 0; Energy: 0; Energy: 0
|  |  | 20 |  | 0 | Energy: 0; Energy: 0; Energy: 0
|  |  | 21 |  | 0 | Energy: 0; Energy: 0; Energy: 0
|  |  | 22 |  | 0 | Energy: 0; Energy: 0; Energy: 0
|  |  | 23 |  | 0 | Energy: 0; Energy: 0; Energy: 0
|  |  | 24 |  | 0 | Energy: 0; Energy: 0; Energy: 0
|  |  | 25 |  | 0 | Energy: 0; Energy: 0; Energy: 0
|  |  |  | Total |  | Energy: 2816.3098; Energy: 969.4056; Energy: 55665.6262
Tariffs by customer category, TOU, season, type of charge (Rand) - Level II
[6 empty] | Wires+Retail | Wires+Retail | Wires+Retail | Wires+Retail | Wires+Retail | Wires+Retail | Wires+Retail | Wires+Retail | Wires+Retail |  | Wires+Retail | Wires+Retail |  | Wires+Retail | Wires+Retail | Wires+Retail
[6 empty] | Energy | Energy | Energy | Energy | Energy | Energy | Demand | Demand | Customer |  | Energy | Energy |  | Energy | Energy | Energy
[6 empty] | High season | High season | High season | Low season | Low season | Low season | High season | Low season | All |  | High season | Low season |  | All | All | All
[6 empty] | Offpeak | Standard | Peak | Offpeak | Standard | Peak | All | All | All |  | All | All |  | Offpeak | Standard | Peak
[6 empty] | c/kWh | c/kWh | c/kWh | c/kWh | c/kWh | c/kWh | R/kVA/month | R/kVA/month | R/POD/month
|  |  |  | Customer category | Average rate
|  |  | 1 | Domestic (Standard) | 427.3354 | 679.3419 | 0 | 0 | 885.5803 | 0 | 0 | 0 | 0 | 451.3014 |  | 266.6986 | 359.3122 |  | 830.0869 | 0 | 0
|  |  | 2 | Domestic (Large) | 490.4418 | 636.9744 | 0 | 0 | 1039.8717 | 0 | 0 | 21.6962 | 21.6962 | 729.5074 |  | 250.0658 | 421.9138 |  | 931.4625 | 0 | 0
|  |  | 3 | Commercial Small | 424.4813 | 679.3419 | 0 | 0 | 885.5803 | 0 | 0 | 0 | 0 | 451.3014 |  | 266.6986 | 359.3122 |  | 830.0869 | 0 | 0
|  |  | 4 | Commercial Medium | 353.6358 | 662.7707 | 0 | 0 | 662.7707 | 0 | 0 | 175.5101 | 175.5101 | 3977.8793 |  | 260.193 | 268.9102 |  | 662.7707 | 0 | 0
|  |  | 5 | Commercial Large | 266.5415 | 567.7926 | 0 | 0 | 567.7926 | 0 | 0 | 128.7775 | 128.7775 | 6966.7293 |  | 222.9061 | 230.3741 |  | 567.7926 | 0 | 0
|  |  | 6 | Industrial Medium | 306.3261 | 621.2784 | 0 | 0 | 621.2784 | 0 | 0 | 209.5883 | 209.5883 | 4483.6709 |  | 243.9038 | 252.0753 |  | 621.2784 | 0 | 0
|  |  | 7 | Industrial Large | 310.223 | 550.3208 | 0 | 0 | 550.3208 | 0 | 0 | 210.1631 | 210.1631 | 16875.4451 |  | 216.047 | 223.2852 |  | 550.3208 | 0 | 0
|  |  | 8 | Commercial Medium-Flexi-time | 232.8023 | 133.3192 | 0 | 0 | 130.921 | 0 | 0 | 128.5543 | 128.5543 | 4405.1171 |  | 133.3192 | 130.921 |  | 131.6405 | 0 | 0
|  |  | 9 | Commercial Large-Flexi-time | 0 | 0 | 0 | 0 | 0 | 0 | 0 | 0 | 0 | 0 |  | 0 | 0 |  | 0 | 0 | 0
|  |  | 10 | Industrial Medium-Flexi-time | 0 | 0 | 0 | 0 | 0 | 0 | 0 | 0 | 0 | 0 |  | 0 | 0 |  | 0 | 0 | 0
|  |  | 11 | Industrial Large-Flexi-time | 224.2496 | 197.5993 | 0 | 0 | 174.7892 | 0 | 0 | 95.1162 | 95.1162 | 16987.1256 |  | 197.5993 | 174.7892 |  | 181.6322 | 0 | 0
|  |  | 12 | FBE (Domestic Indigent) | 236.5953 | 1170.6073 | 0 | 0 | 1170.6073 | 0 | 0 | 0 | 0 | 0 |  | 459.5614 | 474.958 |  | 1170.6073 | 0 | 0
|  |  | 13 | Other consumers | 0 | 0 | 0 | 0 | 0 | 0 | 0 | 0 | 0 | 0 |  | 0 | 0 |  | 0 | 0 | 0
|  |  | 14 | Sold to other municipal departments | 277.6454 | 0 | 0 | 0 | 879.0947 | 0 | 0 | 0 | 0 | 337.5487 |  | 0 | 356.6807 |  | 642.5531 | 0 | 0
|  |  | 15 |  | 0 | 0 | 0 | 0 | 0 | 0 | 0 | 0 | 0 | 0 |  | 0 | 0 |  | 0 | 0 | 0
|  |  | 16 |  | 0 | 0 | 0 | 0 | 0 | 0 | 0 | 0 | 0 | 0 |  | 0 | 0 |  | 0 | 0 | 0
|  |  | 17 |  | 0 | 0 | 0 | 0 | 0 | 0 | 0 | 0 | 0 | 0 |  | 0 | 0 |  | 0 | 0 | 0
|  |  | 18 |  | 0 | 0 | 0 | 0 | 0 | 0 | 0 | 0 | 0 | 0 |  | 0 | 0 |  | 0 | 0 | 0
|  |  | 19 |  | 0 | 0 | 0 | 0 | 0 | 0 | 0 | 0 | 0 | 0 |  | 0 | 0 |  | 0 | 0 | 0
|  |  | 20 |  | 0 | 0 | 0 | 0 | 0 | 0 | 0 | 0 | 0 | 0 |  | 0 | 0 |  | 0 | 0 | 0
|  |  | 21 |  | 0 | 0 | 0 | 0 | 0 | 0 | 0 | 0 | 0 | 0 |  | 0 | 0 |  | 0 | 0 | 0
|  |  | 22 |  | 0 | 0 | 0 | 0 | 0 | 0 | 0 | 0 | 0 | 0 |  | 0 | 0 |  | 0 | 0 | 0
|  |  | 23 |  | 0 | 0 | 0 | 0 | 0 | 0 | 0 | 0 | 0 | 0 |  | 0 | 0 |  | 0 | 0 | 0
|  |  | 24 |  | 0 | 0 | 0 | 0 | 0 | 0 | 0 | 0 | 0 | 0 |  | 0 | 0 |  | 0 | 0 | 0
|  |  | 25 |  | 0 | 0 | 0 | 0 | 0 | 0 | 0 | 0 | 0 | 0 |  | 0 | 0 |  | 0 | 0 | 0
Revenue forecasts (New Rates - Test Inputs)
Power Purchase Rates by POD, TOU, season
[5 empty] | Season | High season | High season | High season | High season | High season | High season | High season | High season | High season | High season | High season | High season | High season | High season | High season | High season | High season | High season | High season | High season | High season | High season | High season | High season | Low season | Low season | Low season | Low season | Low season | Low season | Low season | Low season | Low season | Low season | Low season | Low season | Low season | Low season | Low season | Low season | Low season | Low season | Low season | Low season | Low season | Low season | Low season | Low season
[5 empty] | TOU period | Offpeak | Offpeak | Offpeak | Offpeak | Offpeak | Offpeak | Offpeak | Offpeak | Standard | Standard | Standard | Standard | Standard | Standard | Standard | Standard | Peak | Peak | Peak | Peak | Peak | Peak | Peak | Peak | Offpeak | Offpeak | Offpeak | Offpeak | Offpeak | Offpeak | Offpeak | Offpeak | Standard | Standard | Standard | Standard | Standard | Standard | Standard | Standard | Peak | Peak | Peak | Peak | Peak | Peak | Peak | Peak
[5 empty] | Type of charge | c/kWh | R/KVA/month (MD) | R/KVA/month (NMD) | c/KVArh | R/POD/day | R/POD/month | R/account/day | 0 | c/kWh | R/KVA/month (MD) | R/KVA/month (NMD) | c/KVArh | R/POD/day | R/POD/month | R/account/day | 0 | c/kWh | R/KVA/month (MD) | R/KVA/month (NMD) | c/KVArh | R/POD/day | R/POD/month | R/account/day | 0 | c/kWh | R/KVA/month (MD) | R/KVA/month (NMD) | c/KVArh | R/POD/day | R/POD/month | R/account/day | 0 | c/kWh | R/KVA/month (MD) | R/KVA/month (NMD) | c/KVArh | R/POD/day | R/POD/month | R/account/day | 0 | c/kWh | R/KVA/month (MD) | R/KVA/month (NMD) | c/KVArh | R/POD/day | R/POD/month | R/account/day | 0
[6 empty] | 1 | 2 | 3 | 4 | 5 | 6 | 7 | 0 | 1 | 2 | 3 | 4 | 5 | 6 | 7 | 0 | 1 | 2 | 3 | 4 | 5 | 6 | 7 | 0 | 1 | 2 | 3 | 4 | 5 | 6 | 7 | 0 | 1 | 2 | 3 | 4 | 5 | 6 | 7 | 0 | 1 | 2 | 3 | 4 | 5 | 6 | 7 | 0
Customer category
|  |  | 1 | Domestic (Standard) |  | 0 | 0 | 0 | 0 | 0 | 0 | 0 | 0 | 0 | 0 | 0 | 0 | 0 | 0 | 0 | 0 | 0 | 0 | 0 | 0 | 0 | 0 | 0 | 0 | 0 | 0 | 0 | 0 | 0 | 0 | 0 | 0 | 0 | 0 | 0 | 0 | 0 | 0 | 0 | 0 | 0 | 0 | 0 | 0 | 0 | 0 | 0 | 0
|  |  | 2 | Domestic (Large) |  | 0 | 0 | 0 | 0 | 0 | 0 | 0 | 0 | 0 | 0 | 0 | 0 | 0 | 0 | 0 | 0 | 0 | 0 | 0 | 0 | 0 | 0 | 0 | 0 | 0 | 0 | 0 | 0 | 0 | 0 | 0 | 0 | 0 | 0 | 0 | 0 | 0 | 0 | 0 | 0 | 0 | 0 | 0 | 0 | 0 | 0 | 0 | 0
|  |  | 3 | Commercial Small |  | 0 | 0 | 0 | 0 | 0 | 0 | 0 | 0 | 0 | 0 | 0 | 0 | 0 | 0 | 0 | 0 | 0 | 0 | 0 | 0 | 0 | 0 | 0 | 0 | 0 | 0 | 0 | 0 | 0 | 0 | 0 | 0 | 0 | 0 | 0 | 0 | 0 | 0 | 0 | 0 | 0 | 0 | 0 | 0 | 0 | 0 | 0 | 0
|  |  | 4 | Commercial Medium |  | 0 | 0 | 0 | 0 | 0 | 0 | 0 | 0 | 0 | 0 | 0 | 0 | 0 | 0 | 0 | 0 | 0 | 0 | 0 | 0 | 0 | 0 | 0 | 0 | 0 | 0 | 0 | 0 | 0 | 0 | 0 | 0 | 0 | 0 | 0 | 0 | 0 | 0 | 0 | 0 | 0 | 0 | 0 | 0 | 0 | 0 | 0 | 0
|  |  | 5 | Commercial Large |  | 0 | 0 | 0 | 0 | 0 | 0 | 0 | 0 | 0 | 0 | 0 | 0 | 0 | 0 | 0 | 0 | 0 | 0 | 0 | 0 | 0 | 0 | 0 | 0 | 0 | 0 | 0 | 0 | 0 | 0 | 0 | 0 | 0 | 0 | 0 | 0 | 0 | 0 | 0 | 0 | 0 | 0 | 0 | 0 | 0 | 0 | 0 | 0
|  |  | 6 | Industrial Medium |  | 0 | 0 | 0 | 0 | 0 | 0 | 0 | 0 | 0 | 0 | 0 | 0 | 0 | 0 | 0 | 0 | 0 | 0 | 0 | 0 | 0 | 0 | 0 | 0 | 0 | 0 | 0 | 0 | 0 | 0 | 0 | 0 | 0 | 0 | 0 | 0 | 0 | 0 | 0 | 0 | 0 | 0 | 0 | 0 | 0 | 0 | 0 | 0
|  |  | 7 | Industrial Large |  | 0 | 0 | 0 | 0 | 0 | 0 | 0 | 0 | 0 | 0 | 0 | 0 | 0 | 0 | 0 | 0 | 0 | 0 | 0 | 0 | 0 | 0 | 0 | 0 | 0 | 0 | 0 | 0 | 0 | 0 | 0 | 0 | 0 | 0 | 0 | 0 | 0 | 0 | 0 | 0 | 0 | 0 | 0 | 0 | 0 | 0 | 0 | 0
|  |  | 8 | Commercial Medium-Flexi-time |  | 0 | 0 | 0 | 0 | 0 | 0 | 0 | 0 | 0 | 0 | 0 | 0 | 0 | 0 | 0 | 0 | 0 | 0 | 0 | 0 | 0 | 0 | 0 | 0 | 0 | 0 | 0 | 0 | 0 | 0 | 0 | 0 | 0 | 0 | 0 | 0 | 0 | 0 | 0 | 0 | 0 | 0 | 0 | 0 | 0 | 0 | 0 | 0
|  |  | 9 | Commercial Large-Flexi-time |  | 0 | 0 | 0 | 0 | 0 | 0 | 0 | 0 | 0 | 0 | 0 | 0 | 0 | 0 | 0 | 0 | 0 | 0 | 0 | 0 | 0 | 0 | 0 | 0 | 0 | 0 | 0 | 0 | 0 | 0 | 0 | 0 | 0 | 0 | 0 | 0 | 0 | 0 | 0 | 0 | 0 | 0 | 0 | 0 | 0 | 0 | 0 | 0
|  |  | 10 | Industrial Medium-Flexi-time |  | 0 | 0 | 0 | 0 | 0 | 0 | 0 | 0 | 0 | 0 | 0 | 0 | 0 | 0 | 0 | 0 | 0 | 0 | 0 | 0 | 0 | 0 | 0 | 0 | 0 | 0 | 0 | 0 | 0 | 0 | 0 | 0 | 0 | 0 | 0 | 0 | 0 | 0 | 0 | 0 | 0 | 0 | 0 | 0 | 0 | 0 | 0 | 0
|  |  | 11 | Industrial Large-Flexi-time |  | 0 | 0 | 0 | 0 | 0 | 0 | 0 | 0 | 0 | 0 | 0 | 0 | 0 | 0 | 0 | 0 | 0 | 0 | 0 | 0 | 0 | 0 | 0 | 0 | 0 | 0 | 0 | 0 | 0 | 0 | 0 | 0 | 0 | 0 | 0 | 0 | 0 | 0 | 0 | 0 | 0 | 0 | 0 | 0 | 0 | 0 | 0 | 0
|  |  | 12 | FBE (Domestic Indigent) |  | 0 | 0 | 0 | 0 | 0 | 0 | 0 | 0 | 0 | 0 | 0 | 0 | 0 | 0 | 0 | 0 | 0 | 0 | 0 | 0 | 0 | 0 | 0 | 0 | 0 | 0 | 0 | 0 | 0 | 0 | 0 | 0 | 0 | 0 | 0 | 0 | 0 | 0 | 0 | 0 | 0 | 0 | 0 | 0 | 0 | 0 | 0 | 0
|  |  | 13 | Other consumers |  | 0 | 0 | 0 | 0 | 0 | 0 | 0 | 0 | 0 | 0 | 0 | 0 | 0 | 0 | 0 | 0 | 0 | 0 | 0 | 0 | 0 | 0 | 0 | 0 | 0 | 0 | 0 | 0 | 0 | 0 | 0 | 0 | 0 | 0 | 0 | 0 | 0 | 0 | 0 | 0 | 0 | 0 | 0 | 0 | 0 | 0 | 0 | 0
|  |  | 14 | Sold to other municipal departments |  | 0 | 0 | 0 | 0 | 0 | 0 | 0 | 0 | 0 | 0 | 0 | 0 | 0 | 0 | 0 | 0 | 0 | 0 | 0 | 0 | 0 | 0 | 0 | 0 | 0 | 0 | 0 | 0 | 0 | 0 | 0 | 0 | 0 | 0 | 0 | 0 | 0 | 0 | 0 | 0 | 0 | 0 | 0 | 0 | 0 | 0 | 0 | 0
|  |  | 15 |  |  | 0 | 0 | 0 | 0 | 0 | 0 | 0 | 0 | 0 | 0 | 0 | 0 | 0 | 0 | 0 | 0 | 0 | 0 | 0 | 0 | 0 | 0 | 0 | 0 | 0 | 0 | 0 | 0 | 0 | 0 | 0 | 0 | 0 | 0 | 0 | 0 | 0 | 0 | 0 | 0 | 0 | 0 | 0 | 0 | 0 | 0 | 0 | 0
|  |  | 16 |  |  | 0 | 0 | 0 | 0 | 0 | 0 | 0 | 0 | 0 | 0 | 0 | 0 | 0 | 0 | 0 | 0 | 0 | 0 | 0 | 0 | 0 | 0 | 0 | 0 | 0 | 0 | 0 | 0 | 0 | 0 | 0 | 0 | 0 | 0 | 0 | 0 | 0 | 0 | 0 | 0 | 0 | 0 | 0 | 0 | 0 | 0 | 0 | 0
|  |  | 17 |  |  | 0 | 0 | 0 | 0 | 0 | 0 | 0 | 0 | 0 | 0 | 0 | 0 | 0 | 0 | 0 | 0 | 0 | 0 | 0 | 0 | 0 | 0 | 0 | 0 | 0 | 0 | 0 | 0 | 0 | 0 | 0 | 0 | 0 | 0 | 0 | 0 | 0 | 0 | 0 | 0 | 0 | 0 | 0 | 0 | 0 | 0 | 0 | 0
|  |  | 18 |  |  | 0 | 0 | 0 | 0 | 0 | 0 | 0 | 0 | 0 | 0 | 0 | 0 | 0 | 0 | 0 | 0 | 0 | 0 | 0 | 0 | 0 | 0 | 0 | 0 | 0 | 0 | 0 | 0 | 0 | 0 | 0 | 0 | 0 | 0 | 0 | 0 | 0 | 0 | 0 | 0 | 0 | 0 | 0 | 0 | 0 | 0 | 0 | 0
|  |  | 19 |  |  | 0 | 0 | 0 | 0 | 0 | 0 | 0 | 0 | 0 | 0 | 0 | 0 | 0 | 0 | 0 | 0 | 0 | 0 | 0 | 0 | 0 | 0 | 0 | 0 | 0 | 0 | 0 | 0 | 0 | 0 | 0 | 0 | 0 | 0 | 0 | 0 | 0 | 0 | 0 | 0 | 0 | 0 | 0 | 0 | 0 | 0 | 0 | 0
|  |  | 20 |  |  | 0 | 0 | 0 | 0 | 0 | 0 | 0 | 0 | 0 | 0 | 0 | 0 | 0 | 0 | 0 | 0 | 0 | 0 | 0 | 0 | 0 | 0 | 0 | 0 | 0 | 0 | 0 | 0 | 0 | 0 | 0 | 0 | 0 | 0 | 0 | 0 | 0 | 0 | 0 | 0 | 0 | 0 | 0 | 0 | 0 | 0 | 0 | 0
|  |  | 21 |  |  | 0 | 0 | 0 | 0 | 0 | 0 | 0 | 0 | 0 | 0 | 0 | 0 | 0 | 0 | 0 | 0 | 0 | 0 | 0 | 0 | 0 | 0 | 0 | 0 | 0 | 0 | 0 | 0 | 0 | 0 | 0 | 0 | 0 | 0 | 0 | 0 | 0 | 0 | 0 | 0 | 0 | 0 | 0 | 0 | 0 | 0 | 0 | 0
|  |  | 22 |  |  | 0 | 0 | 0 | 0 | 0 | 0 | 0 | 0 | 0 | 0 | 0 | 0 | 0 | 0 | 0 | 0 | 0 | 0 | 0 | 0 | 0 | 0 | 0 | 0 | 0 | 0 | 0 | 0 | 0 | 0 | 0 | 0 | 0 | 0 | 0 | 0 | 0 | 0 | 0 | 0 | 0 | 0 | 0 | 0 | 0 | 0 | 0 | 0
|  |  | 23 |  |  | 0 | 0 | 0 | 0 | 0 | 0 | 0 | 0 | 0 | 0 | 0 | 0 | 0 | 0 | 0 | 0 | 0 | 0 | 0 | 0 | 0 | 0 | 0 | 0 | 0 | 0 | 0 | 0 | 0 | 0 | 0 | 0 | 0 | 0 | 0 | 0 | 0 | 0 | 0 | 0 | 0 | 0 | 0 | 0 | 0 | 0 | 0 | 0
|  |  | 24 |  |  | 0 | 0 | 0 | 0 | 0 | 0 | 0 | 0 | 0 | 0 | 0 | 0 | 0 | 0 | 0 | 0 | 0 | 0 | 0 | 0 | 0 | 0 | 0 | 0 | 0 | 0 | 0 | 0 | 0 | 0 | 0 | 0 | 0 | 0 | 0 | 0 | 0 | 0 | 0 | 0 | 0 | 0 | 0 | 0 | 0 | 0 | 0 | 0
|  |  | 25 |  |  | 0 | 0 | 0 | 0 | 0 | 0 | 0 | 0 | 0 | 0 | 0 | 0 | 0 | 0 | 0 | 0 | 0 | 0 | 0 | 0 | 0 | 0 | 0 | 0 | 0 | 0 | 0 | 0 | 0 | 0 | 0 | 0 | 0 | 0 | 0 | 0 | 0 | 0 | 0 | 0 | 0 | 0 | 0 | 0 | 0 | 0 | 0 | 0
Revenues from sales by customer category, TOU, season, type of charge (Rand) - Level III
[8 empty] | Feature not enabled | Feature not enabled
[5 empty] | Season | High season | High season | High season | High season | High season | High season | High season | High season | High season | High season | High season | High season | High season | High season | High season | High season | High season | High season | High season | High season | High season | High season | High season | High season | Low season | Low season | Low season | Low season | Low season | Low season | Low season | Low season | Low season | Low season | Low season | Low season | Low season | Low season | Low season | Low season | Low season | Low season | Low season | Low season | Low season | Low season | Low season | Low season
[5 empty] | TOU period | Offpeak | Offpeak | Offpeak | Offpeak | Offpeak | Offpeak | Offpeak | Offpeak | Standard | Standard | Standard | Standard | Standard | Standard | Standard | Standard | Peak | Peak | Peak | Peak | Peak | Peak | Peak | Peak | Offpeak | Offpeak | Offpeak | Offpeak | Offpeak | Offpeak | Offpeak | Offpeak | Standard | Standard | Standard | Standard | Standard | Standard | Standard | Standard | Peak | Peak | Peak | Peak | Peak | Peak | Peak | Peak
[5 empty] | Type of charge | c/kWh | R/KVA/month (MD) | R/KVA/month (NMD) | c/KVArh | R/POD/day | R/POD/month | R/account/day | 0 | c/kWh | R/KVA/month (MD) | R/KVA/month (NMD) | c/KVArh | R/POD/day | R/POD/month | R/account/day | 0 | c/kWh | R/KVA/month (MD) | R/KVA/month (NMD) | c/KVArh | R/POD/day | R/POD/month | R/account/day | 0 | c/kWh | R/KVA/month (MD) | R/KVA/month (NMD) | c/KVArh | R/POD/day | R/POD/month | R/account/day | 0 | c/kWh | R/KVA/month (MD) | R/KVA/month (NMD) | c/KVArh | R/POD/day | R/POD/month | R/account/day | 0 | c/kWh | R/KVA/month (MD) | R/KVA/month (NMD) | c/KVArh | R/POD/day | R/POD/month | R/account/day | 0
[5 empty] | Category of charge | Energy | Demand | Demand | Energy | Fixed | Fixed | Fixed | 0 | Energy | Demand | Demand | Energy | Fixed | Fixed | Fixed | 0 | Energy | Demand | Demand | Energy | Fixed | Fixed | Fixed | 0 | Energy | Demand | Demand | Energy | Fixed | Fixed | Fixed | 0 | Energy | Demand | Demand | Energy | Fixed | Fixed | Fixed | 0 | Energy | Demand | Demand | Energy | Fixed | Fixed | Fixed | 0
|  |  |  | Customer category | Total revenues (Rand)
|  |  | 1 | Domestic (Standard) | 0 | 0 | 0 | 0 | 0 | 0 | 0 | 0 | 0 | 0 | 0 | 0 | 0 | 0 | 0 | 0 | 0 | 0 | 0 | 0 | 0 | 0 | 0 | 0 | 0 | 0 | 0 | 0 | 0 | 0 | 0 | 0 | 0 | 0 | 0 | 0 | 0 | 0 | 0 | 0 | 0 | 0 | 0 | 0 | 0 | 0 | 0 | 0 | 0
|  |  | 2 | Domestic (Large) | 0 | 0 | 0 | 0 | 0 | 0 | 0 | 0 | 0 | 0 | 0 | 0 | 0 | 0 | 0 | 0 | 0 | 0 | 0 | 0 | 0 | 0 | 0 | 0 | 0 | 0 | 0 | 0 | 0 | 0 | 0 | 0 | 0 | 0 | 0 | 0 | 0 | 0 | 0 | 0 | 0 | 0 | 0 | 0 | 0 | 0 | 0 | 0 | 0
|  |  | 3 | Commercial Small | 0 | 0 | 0 | 0 | 0 | 0 | 0 | 0 | 0 | 0 | 0 | 0 | 0 | 0 | 0 | 0 | 0 | 0 | 0 | 0 | 0 | 0 | 0 | 0 | 0 | 0 | 0 | 0 | 0 | 0 | 0 | 0 | 0 | 0 | 0 | 0 | 0 | 0 | 0 | 0 | 0 | 0 | 0 | 0 | 0 | 0 | 0 | 0 | 0
|  |  | 4 | Commercial Medium | 0 | 0 | 0 | 0 | 0 | 0 | 0 | 0 | 0 | 0 | 0 | 0 | 0 | 0 | 0 | 0 | 0 | 0 | 0 | 0 | 0 | 0 | 0 | 0 | 0 | 0 | 0 | 0 | 0 | 0 | 0 | 0 | 0 | 0 | 0 | 0 | 0 | 0 | 0 | 0 | 0 | 0 | 0 | 0 | 0 | 0 | 0 | 0 | 0
|  |  | 5 | Commercial Large | 0 | 0 | 0 | 0 | 0 | 0 | 0 | 0 | 0 | 0 | 0 | 0 | 0 | 0 | 0 | 0 | 0 | 0 | 0 | 0 | 0 | 0 | 0 | 0 | 0 | 0 | 0 | 0 | 0 | 0 | 0 | 0 | 0 | 0 | 0 | 0 | 0 | 0 | 0 | 0 | 0 | 0 | 0 | 0 | 0 | 0 | 0 | 0 | 0
|  |  | 6 | Industrial Medium | 0 | 0 | 0 | 0 | 0 | 0 | 0 | 0 | 0 | 0 | 0 | 0 | 0 | 0 | 0 | 0 | 0 | 0 | 0 | 0 | 0 | 0 | 0 | 0 | 0 | 0 | 0 | 0 | 0 | 0 | 0 | 0 | 0 | 0 | 0 | 0 | 0 | 0 | 0 | 0 | 0 | 0 | 0 | 0 | 0 | 0 | 0 | 0 | 0
|  |  | 7 | Industrial Large | 0 | 0 | 0 | 0 | 0 | 0 | 0 | 0 | 0 | 0 | 0 | 0 | 0 | 0 | 0 | 0 | 0 | 0 | 0 | 0 | 0 | 0 | 0 | 0 | 0 | 0 | 0 | 0 | 0 | 0 | 0 | 0 | 0 | 0 | 0 | 0 | 0 | 0 | 0 | 0 | 0 | 0 | 0 | 0 | 0 | 0 | 0 | 0 | 0
|  |  | 8 | Commercial Medium-Flexi-time | 0 | 0 | 0 | 0 | 0 | 0 | 0 | 0 | 0 | 0 | 0 | 0 | 0 | 0 | 0 | 0 | 0 | 0 | 0 | 0 | 0 | 0 | 0 | 0 | 0 | 0 | 0 | 0 | 0 | 0 | 0 | 0 | 0 | 0 | 0 | 0 | 0 | 0 | 0 | 0 | 0 | 0 | 0 | 0 | 0 | 0 | 0 | 0 | 0
|  |  | 9 | Commercial Large-Flexi-time | 0 | 0 | 0 | 0 | 0 | 0 | 0 | 0 | 0 | 0 | 0 | 0 | 0 | 0 | 0 | 0 | 0 | 0 | 0 | 0 | 0 | 0 | 0 | 0 | 0 | 0 | 0 | 0 | 0 | 0 | 0 | 0 | 0 | 0 | 0 | 0 | 0 | 0 | 0 | 0 | 0 | 0 | 0 | 0 | 0 | 0 | 0 | 0 | 0
|  |  | 10 | Industrial Medium-Flexi-time | 0 | 0 | 0 | 0 | 0 | 0 | 0 | 0 | 0 | 0 | 0 | 0 | 0 | 0 | 0 | 0 | 0 | 0 | 0 | 0 | 0 | 0 | 0 | 0 | 0 | 0 | 0 | 0 | 0 | 0 | 0 | 0 | 0 | 0 | 0 | 0 | 0 | 0 | 0 | 0 | 0 | 0 | 0 | 0 | 0 | 0 | 0 | 0 | 0
|  |  | 11 | Industrial Large-Flexi-time | 0 | 0 | 0 | 0 | 0 | 0 | 0 | 0 | 0 | 0 | 0 | 0 | 0 | 0 | 0 | 0 | 0 | 0 | 0 | 0 | 0 | 0 | 0 | 0 | 0 | 0 | 0 | 0 | 0 | 0 | 0 | 0 | 0 | 0 | 0 | 0 | 0 | 0 | 0 | 0 | 0 | 0 | 0 | 0 | 0 | 0 | 0 | 0 | 0
|  |  | 12 | FBE (Domestic Indigent) | 0 | 0 | 0 | 0 | 0 | 0 | 0 | 0 | 0 | 0 | 0 | 0 | 0 | 0 | 0 | 0 | 0 | 0 | 0 | 0 | 0 | 0 | 0 | 0 | 0 | 0 | 0 | 0 | 0 | 0 | 0 | 0 | 0 | 0 | 0 | 0 | 0 | 0 | 0 | 0 | 0 | 0 | 0 | 0 | 0 | 0 | 0 | 0 | 0
|  |  | 13 | Other consumers | 0 | 0 | 0 | 0 | 0 | 0 | 0 | 0 | 0 | 0 | 0 | 0 | 0 | 0 | 0 | 0 | 0 | 0 | 0 | 0 | 0 | 0 | 0 | 0 | 0 | 0 | 0 | 0 | 0 | 0 | 0 | 0 | 0 | 0 | 0 | 0 | 0 | 0 | 0 | 0 | 0 | 0 | 0 | 0 | 0 | 0 | 0 | 0 | 0
|  |  | 14 | Sold to other municipal departments | 0 | 0 | 0 | 0 | 0 | 0 | 0 | 0 | 0 | 0 | 0 | 0 | 0 | 0 | 0 | 0 | 0 | 0 | 0 | 0 | 0 | 0 | 0 | 0 | 0 | 0 | 0 | 0 | 0 | 0 | 0 | 0 | 0 | 0 | 0 | 0 | 0 | 0 | 0 | 0 | 0 | 0 | 0 | 0 | 0 | 0 | 0 | 0 | 0
|  |  | 15 |  | 0 | 0 | 0 | 0 | 0 | 0 | 0 | 0 | 0 | 0 | 0 | 0 | 0 | 0 | 0 | 0 | 0 | 0 | 0 | 0 | 0 | 0 | 0 | 0 | 0 | 0 | 0 | 0 | 0 | 0 | 0 | 0 | 0 | 0 | 0 | 0 | 0 | 0 | 0 | 0 | 0 | 0 | 0 | 0 | 0 | 0 | 0 | 0 | 0
|  |  | 16 |  | 0 | 0 | 0 | 0 | 0 | 0 | 0 | 0 | 0 | 0 | 0 | 0 | 0 | 0 | 0 | 0 | 0 | 0 | 0 | 0 | 0 | 0 | 0 | 0 | 0 | 0 | 0 | 0 | 0 | 0 | 0 | 0 | 0 | 0 | 0 | 0 | 0 | 0 | 0 | 0 | 0 | 0 | 0 | 0 | 0 | 0 | 0 | 0 | 0
|  |  | 17 |  | 0 | 0 | 0 | 0 | 0 | 0 | 0 | 0 | 0 | 0 | 0 | 0 | 0 | 0 | 0 | 0 | 0 | 0 | 0 | 0 | 0 | 0 | 0 | 0 | 0 | 0 | 0 | 0 | 0 | 0 | 0 | 0 | 0 | 0 | 0 | 0 | 0 | 0 | 0 | 0 | 0 | 0 | 0 | 0 | 0 | 0 | 0 | 0 | 0
|  |  | 18 |  | 0 | 0 | 0 | 0 | 0 | 0 | 0 | 0 | 0 | 0 | 0 | 0 | 0 | 0 | 0 | 0 | 0 | 0 | 0 | 0 | 0 | 0 | 0 | 0 | 0 | 0 | 0 | 0 | 0 | 0 | 0 | 0 | 0 | 0 | 0 | 0 | 0 | 0 | 0 | 0 | 0 | 0 | 0 | 0 | 0 | 0 | 0 | 0 | 0
|  |  | 19 |  | 0 | 0 | 0 | 0 | 0 | 0 | 0 | 0 | 0 | 0 | 0 | 0 | 0 | 0 | 0 | 0 | 0 | 0 | 0 | 0 | 0 | 0 | 0 | 0 | 0 | 0 | 0 | 0 | 0 | 0 | 0 | 0 | 0 | 0 | 0 | 0 | 0 | 0 | 0 | 0 | 0 | 0 | 0 | 0 | 0 | 0 | 0 | 0 | 0
|  |  | 20 |  | 0 | 0 | 0 | 0 | 0 | 0 | 0 | 0 | 0 | 0 | 0 | 0 | 0 | 0 | 0 | 0 | 0 | 0 | 0 | 0 | 0 | 0 | 0 | 0 | 0 | 0 | 0 | 0 | 0 | 0 | 0 | 0 | 0 | 0 | 0 | 0 | 0 | 0 | 0 | 0 | 0 | 0 | 0 | 0 | 0 | 0 | 0 | 0 | 0
|  |  | 21 |  | 0 | 0 | 0 | 0 | 0 | 0 | 0 | 0 | 0 | 0 | 0 | 0 | 0 | 0 | 0 | 0 | 0 | 0 | 0 | 0 | 0 | 0 | 0 | 0 | 0 | 0 | 0 | 0 | 0 | 0 | 0 | 0 | 0 | 0 | 0 | 0 | 0 | 0 | 0 | 0 | 0 | 0 | 0 | 0 | 0 | 0 | 0 | 0 | 0
|  |  | 22 |  | 0 | 0 | 0 | 0 | 0 | 0 | 0 | 0 | 0 | 0 | 0 | 0 | 0 | 0 | 0 | 0 | 0 | 0 | 0 | 0 | 0 | 0 | 0 | 0 | 0 | 0 | 0 | 0 | 0 | 0 | 0 | 0 | 0 | 0 | 0 | 0 | 0 | 0 | 0 | 0 | 0 | 0 | 0 | 0 | 0 | 0 | 0 | 0 | 0
|  |  | 23 |  | 0 | 0 | 0 | 0 | 0 | 0 | 0 | 0 | 0 | 0 | 0 | 0 | 0 | 0 | 0 | 0 | 0 | 0 | 0 | 0 | 0 | 0 | 0 | 0 | 0 | 0 | 0 | 0 | 0 | 0 | 0 | 0 | 0 | 0 | 0 | 0 | 0 | 0 | 0 | 0 | 0 | 0 | 0 | 0 | 0 | 0 | 0 | 0 | 0
|  |  | 24 |  | 0 | 0 | 0 | 0 | 0 | 0 | 0 | 0 | 0 | 0 | 0 | 0 | 0 | 0 | 0 | 0 | 0 | 0 | 0 | 0 | 0 | 0 | 0 | 0 | 0 | 0 | 0 | 0 | 0 | 0 | 0 | 0 | 0 | 0 | 0 | 0 | 0 | 0 | 0 | 0 | 0 | 0 | 0 | 0 | 0 | 0 | 0 | 0 | 0
|  |  | 25 |  | 0 | 0 | 0 | 0 | 0 | 0 | 0 | 0 | 0 | 0 | 0 | 0 | 0 | 0 | 0 | 0 | 0 | 0 | 0 | 0 | 0 | 0 | 0 | 0 | 0 | 0 | 0 | 0 | 0 | 0 | 0 | 0 | 0 | 0 | 0 | 0 | 0 | 0 | 0 | 0 | 0 | 0 | 0 | 0 | 0 | 0 | 0 | 0 | 0
[5 empty] | 0 | 0 | 0 | 0 | 0 | 0 | 0 | 0 | 0 | 0 | 0 | 0 | 0 | 0 | 0 | 0 | 0 | 0 | 0 | 0 | 0 | 0 | 0 | 0 | 0 | 0 | 0 | 0 | 0 | 0 | 0 | 0 | 0 | 0 | 0 | 0 | 0 | 0 | 0 | 0 | 0 | 0 | 0 | 0 | 0 | 0 | 0 | 0 | 0
Revenues from sales by customer category, TOU, season, type of charge (Rand) - Level II
[6 empty] | Total | Total | Total | Total | Total | Total | Total | Total | Total |  | Total | Total |  | Total | Total | Total
[6 empty] | Energy | Energy | Energy | Energy | Energy | Energy | Demand | Demand | Customer |  | Energy | Energy |  | Energy | Energy | Energy
[6 empty] | Energy | Energy | Energy | Energy | Energy | Energy | Demand | Demand | Fixed
[6 empty] | High season | High season | High season | Low season | Low season | Low season | High season | Low season | All |  | High season | Low season |  | All | All | All
[6 empty] | Offpeak | Standard | Peak | Offpeak | Standard | Peak | All | All | All |  | All | All |  | Offpeak | Standard | Peak
|  |  |  | Customer category | Total revenues (Rand)
|  |  | 1 | Domestic (Standard) | 0 | 0 | 0 | 0 | 0 | 0 | 0 | 0 | 0 | 0 |  | 0 | 0 |  | 0 | 0 | 0
|  |  | 2 | Domestic (Large) | 0 | 0 | 0 | 0 | 0 | 0 | 0 | 0 | 0 | 0 |  | 0 | 0 |  | 0 | 0 | 0
|  |  | 3 | Commercial Small | 0 | 0 | 0 | 0 | 0 | 0 | 0 | 0 | 0 | 0 |  | 0 | 0 |  | 0 | 0 | 0
|  |  | 4 | Commercial Medium | 0 | 0 | 0 | 0 | 0 | 0 | 0 | 0 | 0 | 0 |  | 0 | 0 |  | 0 | 0 | 0
|  |  | 5 | Commercial Large | 0 | 0 | 0 | 0 | 0 | 0 | 0 | 0 | 0 | 0 |  | 0 | 0 |  | 0 | 0 | 0
|  |  | 6 | Industrial Medium | 0 | 0 | 0 | 0 | 0 | 0 | 0 | 0 | 0 | 0 |  | 0 | 0 |  | 0 | 0 | 0
|  |  | 7 | Industrial Large | 0 | 0 | 0 | 0 | 0 | 0 | 0 | 0 | 0 | 0 |  | 0 | 0 |  | 0 | 0 | 0
|  |  | 8 | Commercial Medium-Flexi-time | 0 | 0 | 0 | 0 | 0 | 0 | 0 | 0 | 0 | 0 |  | 0 | 0 |  | 0 | 0 | 0
|  |  | 9 | Commercial Large-Flexi-time | 0 | 0 | 0 | 0 | 0 | 0 | 0 | 0 | 0 | 0 |  | 0 | 0 |  | 0 | 0 | 0
|  |  | 10 | Industrial Medium-Flexi-time | 0 | 0 | 0 | 0 | 0 | 0 | 0 | 0 | 0 | 0 |  | 0 | 0 |  | 0 | 0 | 0
|  |  | 11 | Industrial Large-Flexi-time | 0 | 0 | 0 | 0 | 0 | 0 | 0 | 0 | 0 | 0 |  | 0 | 0 |  | 0 | 0 | 0
|  |  | 12 | FBE (Domestic Indigent) | 0 | 0 | 0 | 0 | 0 | 0 | 0 | 0 | 0 | 0 |  | 0 | 0 |  | 0 | 0 | 0
|  |  | 13 | Other consumers | 0 | 0 | 0 | 0 | 0 | 0 | 0 | 0 | 0 | 0 |  | 0 | 0 |  | 0 | 0 | 0
|  |  | 14 | Sold to other municipal departments | 0 | 0 | 0 | 0 | 0 | 0 | 0 | 0 | 0 | 0 |  | 0 | 0 |  | 0 | 0 | 0
|  |  | 15 |  | 0 | 0 | 0 | 0 | 0 | 0 | 0 | 0 | 0 | 0 |  | 0 | 0 |  | 0 | 0 | 0
|  |  | 16 |  | 0 | 0 | 0 | 0 | 0 | 0 | 0 | 0 | 0 | 0 |  | 0 | 0 |  | 0 | 0 | 0
|  |  | 17 |  | 0 | 0 | 0 | 0 | 0 | 0 | 0 | 0 | 0 | 0 |  | 0 | 0 |  | 0 | 0 | 0
|  |  | 18 |  | 0 | 0 | 0 | 0 | 0 | 0 | 0 | 0 | 0 | 0 |  | 0 | 0 |  | 0 | 0 | 0
|  |  | 19 |  | 0 | 0 | 0 | 0 | 0 | 0 | 0 | 0 | 0 | 0 |  | 0 | 0 |  | 0 | 0 | 0
|  |  | 20 |  | 0 | 0 | 0 | 0 | 0 | 0 | 0 | 0 | 0 | 0 |  | 0 | 0 |  | 0 | 0 | 0
|  |  | 21 |  | 0 | 0 | 0 | 0 | 0 | 0 | 0 | 0 | 0 | 0 |  | 0 | 0 |  | 0 | 0 | 0
|  |  | 22 |  | 0 | 0 | 0 | 0 | 0 | 0 | 0 | 0 | 0 | 0 |  | 0 | 0 |  | 0 | 0 | 0
|  |  | 23 |  | 0 | 0 | 0 | 0 | 0 | 0 | 0 | 0 | 0 | 0 |  | 0 | 0 |  | 0 | 0 | 0
|  |  | 24 |  | 0 | 0 | 0 | 0 | 0 | 0 | 0 | 0 | 0 | 0 |  | 0 | 0 |  | 0 | 0 | 0
|  |  | 25 |  | 0 | 0 | 0 | 0 | 0 | 0 | 0 | 0 | 0 | 0 |  | 0 | 0 |  | 0 | 0 | 0
[5 empty] | 0 | 0 | 0 | 0 | 0 | 0 | 0 | 0 | 0 | 0 |  | 0 | 0 |  | 0 | 0 | 0
Revenues from sales by customer category, TOU, season, type of charge (Rand) - Level I
[6 empty] | Total | Total | Total |  | Delta Revenues - Costs | Delta Revenues - Costs
[6 empty] | Energy | Demand | Customer
[6 empty] | All | All | All
[6 empty] | All | All | All
|  |  |  | Customer category | Total revenues (Rand) | Energy Energy: Rand; Energy Energy: %
|  |  | 1 | Domestic (Standard) | 0 | 0 | 0 | 0 |  | -657854175.8372 | -100%
|  |  | 2 | Domestic (Large) | 0 | 0 | 0 | 0 |  | -55836458.705 | -100%
|  |  | 3 | Commercial Small | 0 | 0 | 0 | 0 |  | -187150009.4884 | -100%
|  |  | 4 | Commercial Medium | 0 | 0 | 0 | 0 |  | -149010092.6028 | -100%
|  |  | 5 | Commercial Large | 0 | 0 | 0 | 0 |  | -199472239.8367 | -100%
|  |  | 6 | Industrial Medium | 0 | 0 | 0 | 0 |  | -584936345.2324 | -100%
|  |  | 7 | Industrial Large | 0 | 0 | 0 | 0 |  | -61283910.7373 | -100%
|  |  | 8 | Commercial Medium-Flexi-time | 0 | 0 | 0 | 0 |  | -302333.9688 | -100%
|  |  | 9 | Commercial Large-Flexi-time | 0 | 0 | 0 | 0 |  | 0 | 0%
|  |  | 10 | Industrial Medium-Flexi-time | 0 | 0 | 0 | 0 |  | 0 | 0%
|  |  | 11 | Industrial Large-Flexi-time | 0 | 0 | 0 | 0 |  | -53424092.2787 | -100%
|  |  | 12 | FBE (Domestic Indigent) | 0 | 0 | 0 | 0 |  | 99257479.0309 | -100%
|  |  | 13 | Other consumers | 0 | 0 | 0 | 0 |  | 0 | 0%
|  |  | 14 | Sold to other municipal departments | 0 | 0 | 0 | 0 |  | -33389913.8264 | -100%
|  |  | 15 |  | 0 | 0 | 0 | 0 |  | 0 | 0%
|  |  | 16 |  | 0 | 0 | 0 | 0 |  | 0 | 0%
|  |  | 17 |  | 0 | 0 | 0 | 0 |  | 0 | 0%
|  |  | 18 |  | 0 | 0 | 0 | 0 |  | 0 | 0%
|  |  | 19 |  | 0 | 0 | 0 | 0 |  | 0 | 0%
|  |  | 20 |  | 0 | 0 | 0 | 0 |  | 0 | 0%
|  |  | 21 |  | 0 | 0 | 0 | 0 |  | 0 | 0%
|  |  | 22 |  | 0 | 0 | 0 | 0 |  | 0 | 0%
|  |  | 23 |  | 0 | 0 | 0 | 0 |  | 0 | 0%
|  |  | 24 |  | 0 | 0 | 0 | 0 |  | 0 | 0%
|  |  | 25 |  | 0 | 0 | 0 | 0 |  | 0 | 0%
|  |  |  | Total | 0 | 0 | 0 | 0 |  | -1883402093.4827
Agglomerated revenue results per unit sold
|  |  |  | Customer category | Revenue data set | Energy | Demand | Customer | _Total
|  |  |  | Domestic (Standard) | BAU Revenues | 306.199 | 0 | 85.8159 | 392.0149
|  |  |  | Domestic (Large) | BAU Revenues | 343.5939 | 4.521 | 101.7904 | 449.9053
|  |  |  | Commercial Small | BAU Revenues | 306.199 | 0 | 83.1977 | 389.3967
|  |  |  | Commercial Medium | BAU Revenues | 267.12 | 35.5831 | 21.7037 | 324.4068
|  |  |  | Commercial Large | BAU Revenues | 203.13 | 38.1716 | 3.2095 | 244.5111
|  |  |  | Industrial Medium | BAU Revenues | 242 | 35.3451 | 3.6622 | 281.0073
|  |  |  | Industrial Large | BAU Revenues | 203 | 52.3586 | 29.2236 | 284.5822
|  |  |  | Commercial Medium-Flexi-time | BAU Revenues | 120.76 | 49.5552 | 43.2453 | 213.5605
|  |  |  | Commercial Large-Flexi-time | BAU Revenues | 0 | 0 | 0 | 0
|  |  |  | Industrial Medium-Flexi-time | BAU Revenues | 0 | 0 | 0 | 0
|  |  |  | Industrial Large-Flexi-time | BAU Revenues | 136.96 | 58.5986 | 10.1561 | 205.7147
|  |  |  | FBE (Domestic Indigent) | BAU Revenues | 217.04 | 0 | 0 | 217.04
|  |  |  | Other consumers | BAU Revenues | 0 | 0 | 0 | 0
|  |  |  | Sold to other municipal departments | BAU Revenues | 237.0223 | 0 | 17.6749 | 254.6972
[5 empty] | BAU Revenues | 0 | 0 | 0 | 0
[5 empty] | BAU Revenues | 0 | 0 | 0 | 0
[5 empty] | BAU Revenues | 0 | 0 | 0 | 0
[5 empty] | BAU Revenues | 0 | 0 | 0 | 0
[5 empty] | BAU Revenues | 0 | 0 | 0 | 0
[5 empty] | BAU Revenues | 0 | 0 | 0 | 0
[5 empty] | BAU Revenues | 0 | 0 | 0 | 0
[5 empty] | BAU Revenues | 0 | 0 | 0 | 0
[5 empty] | BAU Revenues | 0 | 0 | 0 | 0
[5 empty] | BAU Revenues | 0 | 0 | 0 | 0
[5 empty] | BAU Revenues | 0 | 0 | 0 | 0
|  |  |  | Domestic (Standard) | CTS net of FBE | 329.7994 | 103.3974 | 42.235 | 475.4317
|  |  |  | Domestic (Large) | CTS net of FBE | 329.7994 | 115.3569 | 29.6287 | 474.785
|  |  |  | Commercial Small | CTS net of FBE | 329.7994 | 113.2162 | 818.928 | 1261.9436
|  |  |  | Commercial Medium | CTS net of FBE | 223.4381 | 43.5663 | 29.4813 | 296.4857
|  |  |  | Commercial Large | CTS net of FBE | 223.4381 | 35.0838 | 2.3251 | 260.8471
|  |  |  | Industrial Medium | CTS net of FBE | 223.4381 | 32.769 | 17.7664 | 273.9735
|  |  |  | Industrial Large | CTS net of FBE | 211.6099 | 31.7164 | 32.9535 | 276.2798
|  |  |  | Commercial Medium-Flexi-time | CTS net of FBE | 223.4381 | 45.1715 | 52.4486 | 321.0583
|  |  |  | Commercial Large-Flexi-time | CTS net of FBE | 0 | 0 | 0 | 0
|  |  |  | Industrial Medium-Flexi-time | CTS net of FBE | 0 | 0 | 0 | 0
|  |  |  | Industrial Large-Flexi-time | CTS net of FBE | 211.6099 | 38.1724 | 11.4787 | 261.2611
|  |  |  | FBE (Domestic Indigent) | CTS net of FBE | -2458.8165 | -744.3785 | -1511.0902 | -4714.2852
|  |  |  | Other consumers | CTS net of FBE | 0 | 0 | 0 | 0
|  |  |  | Sold to other municipal departments | CTS net of FBE | 329.7994 | 82.0759 | 232.6069 | 644.4822
[5 empty] | CTS net of FBE | 0 | 0 | 0 | 0
[5 empty] | CTS net of FBE | 0 | 0 | 0 | 0
[5 empty] | CTS net of FBE | 0 | 0 | 0 | 0
[5 empty] | CTS net of FBE | 0 | 0 | 0 | 0
[5 empty] | CTS net of FBE | 0 | 0 | 0 | 0
[5 empty] | CTS net of FBE | 0 | 0 | 0 | 0
[5 empty] | CTS net of FBE | 0 | 0 | 0 | 0
[5 empty] | CTS net of FBE | 0 | 0 | 0 | 0
[5 empty] | CTS net of FBE | 0 | 0 | 0 | 0
[5 empty] | CTS net of FBE | 0 | 0 | 0 | 0
[5 empty] | CTS net of FBE | 0 | 0 | 0 | 0
|  |  |  | Domestic (Standard) | New Rates (Dashboard) | 333.7875 | 0 | 93.548 | 427.3354
|  |  |  | Domestic (Large) | New Rates (Dashboard) | 374.5518 | 9.8088 | 106.0812 | 490.4418
|  |  |  | Commercial Small | New Rates (Dashboard) | 333.7875 | 0 | 90.6939 | 424.4813
|  |  |  | Commercial Medium | New Rates (Dashboard) | 266.5077 | 58.3499 | 28.7782 | 353.6358
|  |  |  | Commercial Large | New Rates (Dashboard) | 228.3159 | 34.2506 | 3.975 | 266.5415
|  |  |  | Industrial Medium | New Rates (Dashboard) | 249.8232 | 51.6159 | 4.8869 | 306.3261
|  |  |  | Industrial Large | New Rates (Dashboard) | 221.2903 | 54.8164 | 34.1163 | 310.223
|  |  |  | Commercial Medium-Flexi-time | New Rates (Dashboard) | 131.6405 | 44.4652 | 56.6966 | 232.8023
|  |  |  | Commercial Large-Flexi-time | New Rates (Dashboard) | 0 | 0 | 0 | 0
|  |  |  | Industrial Medium-Flexi-time | New Rates (Dashboard) | 0 | 0 | 0 | 0
|  |  |  | Industrial Large-Flexi-time | New Rates (Dashboard) | 181.6322 | 30.6549 | 11.9624 | 224.2496
|  |  |  | FBE (Domestic Indigent) | New Rates (Dashboard) | 236.5953 | 0 | 0 | 236.5953
|  |  |  | Other consumers | New Rates (Dashboard) | 0 | 0 | 0 | 0
|  |  |  | Sold to other municipal departments | New Rates (Dashboard) | 258.378 | 0 | 19.2675 | 277.6454
[5 empty] | New Rates (Dashboard) | 0 | 0 | 0 | 0
[5 empty] | New Rates (Dashboard) | 0 | 0 | 0 | 0
[5 empty] | New Rates (Dashboard) | 0 | 0 | 0 | 0
[5 empty] | New Rates (Dashboard) | 0 | 0 | 0 | 0
[5 empty] | New Rates (Dashboard) | 0 | 0 | 0 | 0
[5 empty] | New Rates (Dashboard) | 0 | 0 | 0 | 0
[5 empty] | New Rates (Dashboard) | 0 | 0 | 0 | 0
[5 empty] | New Rates (Dashboard) | 0 | 0 | 0 | 0
[5 empty] | New Rates (Dashboard) | 0 | 0 | 0 | 0
[5 empty] | New Rates (Dashboard) | 0 | 0 | 0 | 0
[5 empty] | New Rates (Dashboard) | 0 | 0 | 0 | 0
|  |  |  | Domestic (Standard) | New Rates (Test Inputs) | 0 | 0 | 0 | 0
|  |  |  | Domestic (Large) | New Rates (Test Inputs) | 0 | 0 | 0 | 0
|  |  |  | Commercial Small | New Rates (Test Inputs) | 0 | 0 | 0 | 0
|  |  |  | Commercial Medium | New Rates (Test Inputs) | 0 | 0 | 0 | 0
|  |  |  | Commercial Large | New Rates (Test Inputs) | 0 | 0 | 0 | 0
|  |  |  | Industrial Medium | New Rates (Test Inputs) | 0 | 0 | 0 | 0
|  |  |  | Industrial Large | New Rates (Test Inputs) | 0 | 0 | 0 | 0
|  |  |  | Commercial Medium-Flexi-time | New Rates (Test Inputs) | 0 | 0 | 0 | 0
|  |  |  | Commercial Large-Flexi-time | New Rates (Test Inputs) | 0 | 0 | 0 | 0
|  |  |  | Industrial Medium-Flexi-time | New Rates (Test Inputs) | 0 | 0 | 0 | 0
|  |  |  | Industrial Large-Flexi-time | New Rates (Test Inputs) | 0 | 0 | 0 | 0
|  |  |  | FBE (Domestic Indigent) | New Rates (Test Inputs) | 0 | 0 | 0 | 0
|  |  |  | Other consumers | New Rates (Test Inputs) | 0 | 0 | 0 | 0
|  |  |  | Sold to other municipal departments | New Rates (Test Inputs) | 0 | 0 | 0 | 0
[5 empty] | New Rates (Test Inputs) | 0 | 0 | 0 | 0
[5 empty] | New Rates (Test Inputs) | 0 | 0 | 0 | 0
[5 empty] | New Rates (Test Inputs) | 0 | 0 | 0 | 0
[5 empty] | New Rates (Test Inputs) | 0 | 0 | 0 | 0
[5 empty] | New Rates (Test Inputs) | 0 | 0 | 0 | 0
[5 empty] | New Rates (Test Inputs) | 0 | 0 | 0 | 0
[5 empty] | New Rates (Test Inputs) | 0 | 0 | 0 | 0
[5 empty] | New Rates (Test Inputs) | 0 | 0 | 0 | 0
[5 empty] | New Rates (Test Inputs) | 0 | 0 | 0 | 0
[5 empty] | New Rates (Test Inputs) | 0 | 0 | 0 | 0
[5 empty] | New Rates (Test Inputs) | 0 | 0 | 0 | 0
Bill Impact Calculations
|  |  |  | Customer category selected: | Mining & quarrying | Energy Energy: #N/A
Bill impact = f (load factor)
|  |  |  | Specific consumption: | 5000 | Energy Energy: kWh/month
[6 empty] | NEW RATES |  |  |  | EXISTING RATES
|  |  |  | Load Factor | MD (KVA) | Energy bill | Demand bill | Customer bill | Total bill | Energy bill | Demand bill | Customer bill | Total bill | Variation in Rand | Variation in %
|  |  |  | 20% | 34.2466 | #N/A | #N/A | #N/A | #N/A | #N/A | #N/A | #N/A | #N/A | #N/A | #N/A
|  |  |  | 21% | 32.6158 | #N/A | #N/A | #N/A | #N/A | #N/A | #N/A | #N/A | #N/A | #N/A | #N/A
|  |  |  | 22% | 31.1333 | #N/A | #N/A | #N/A | #N/A | #N/A | #N/A | #N/A | #N/A | #N/A | #N/A
|  |  |  | 23% | 29.7796 | #N/A | #N/A | #N/A | #N/A | #N/A | #N/A | #N/A | #N/A | #N/A | #N/A
|  |  |  | 24% | 28.5388 | #N/A | #N/A | #N/A | #N/A | #N/A | #N/A | #N/A | #N/A | #N/A | #N/A
|  |  |  | 25% | 27.3973 | #N/A | #N/A | #N/A | #N/A | #N/A | #N/A | #N/A | #N/A | #N/A | #N/A
|  |  |  | 26% | 26.3435 | #N/A | #N/A | #N/A | #N/A | #N/A | #N/A | #N/A | #N/A | #N/A | #N/A
|  |  |  | 27% | 25.3678 | #N/A | #N/A | #N/A | #N/A | #N/A | #N/A | #N/A | #N/A | #N/A | #N/A
|  |  |  | 28% | 24.4618 | #N/A | #N/A | #N/A | #N/A | #N/A | #N/A | #N/A | #N/A | #N/A | #N/A
|  |  |  | 29% | 23.6183 | #N/A | #N/A | #N/A | #N/A | #N/A | #N/A | #N/A | #N/A | #N/A | #N/A
|  |  |  | 30% | 22.8311 | #N/A | #N/A | #N/A | #N/A | #N/A | #N/A | #N/A | #N/A | #N/A | #N/A
|  |  |  | 31% | 22.0946 | #N/A | #N/A | #N/A | #N/A | #N/A | #N/A | #N/A | #N/A | #N/A | #N/A
|  |  |  | 32% | 21.4041 | #N/A | #N/A | #N/A | #N/A | #N/A | #N/A | #N/A | #N/A | #N/A | #N/A
|  |  |  | 33% | 20.7555 | #N/A | #N/A | #N/A | #N/A | #N/A | #N/A | #N/A | #N/A | #N/A | #N/A
|  |  |  | 34% | 20.145 | #N/A | #N/A | #N/A | #N/A | #N/A | #N/A | #N/A | #N/A | #N/A | #N/A
|  |  |  | 35% | 19.5695 | #N/A | #N/A | #N/A | #N/A | #N/A | #N/A | #N/A | #N/A | #N/A | #N/A
|  |  |  | 36% | 19.0259 | #N/A | #N/A | #N/A | #N/A | #N/A | #N/A | #N/A | #N/A | #N/A | #N/A
|  |  |  | 37% | 18.5117 | #N/A | #N/A | #N/A | #N/A | #N/A | #N/A | #N/A | #N/A | #N/A | #N/A
|  |  |  | 38% | 18.0245 | #N/A | #N/A | #N/A | #N/A | #N/A | #N/A | #N/A | #N/A | #N/A | #N/A
|  |  |  | 39% | 17.5623 | #N/A | #N/A | #N/A | #N/A | #N/A | #N/A | #N/A | #N/A | #N/A | #N/A
|  |  |  | 40% | 17.1233 | #N/A | #N/A | #N/A | #N/A | #N/A | #N/A | #N/A | #N/A | #N/A | #N/A
|  |  |  | 41% | 16.7056 | #N/A | #N/A | #N/A | #N/A | #N/A | #N/A | #N/A | #N/A | #N/A | #N/A
|  |  |  | 42% | 16.3079 | #N/A | #N/A | #N/A | #N/A | #N/A | #N/A | #N/A | #N/A | #N/A | #N/A
|  |  |  | 43% | 15.9286 | #N/A | #N/A | #N/A | #N/A | #N/A | #N/A | #N/A | #N/A | #N/A | #N/A
|  |  |  | 44% | 15.5666 | #N/A | #N/A | #N/A | #N/A | #N/A | #N/A | #N/A | #N/A | #N/A | #N/A
|  |  |  | 45% | 15.2207 | #N/A | #N/A | #N/A | #N/A | #N/A | #N/A | #N/A | #N/A | #N/A | #N/A
|  |  |  | 46% | 14.8898 | #N/A | #N/A | #N/A | #N/A | #N/A | #N/A | #N/A | #N/A | #N/A | #N/A
|  |  |  | 47% | 14.573 | #N/A | #N/A | #N/A | #N/A | #N/A | #N/A | #N/A | #N/A | #N/A | #N/A
|  |  |  | 48% | 14.2694 | #N/A | #N/A | #N/A | #N/A | #N/A | #N/A | #N/A | #N/A | #N/A | #N/A
|  |  |  | 49% | 13.9782 | #N/A | #N/A | #N/A | #N/A | #N/A | #N/A | #N/A | #N/A | #N/A | #N/A
|  |  |  | 50% | 13.6986 | #N/A | #N/A | #N/A | #N/A | #N/A | #N/A | #N/A | #N/A | #N/A | #N/A
|  |  |  | 51% | 13.43 | #N/A | #N/A | #N/A | #N/A | #N/A | #N/A | #N/A | #N/A | #N/A | #N/A
|  |  |  | 52% | 13.1718 | #N/A | #N/A | #N/A | #N/A | #N/A | #N/A | #N/A | #N/A | #N/A | #N/A
|  |  |  | 53% | 12.9232 | #N/A | #N/A | #N/A | #N/A | #N/A | #N/A | #N/A | #N/A | #N/A | #N/A
|  |  |  | 54% | 12.6839 | #N/A | #N/A | #N/A | #N/A | #N/A | #N/A | #N/A | #N/A | #N/A | #N/A
|  |  |  | 55% | 12.4533 | #N/A | #N/A | #N/A | #N/A | #N/A | #N/A | #N/A | #N/A | #N/A | #N/A
|  |  |  | 56% | 12.2309 | #N/A | #N/A | #N/A | #N/A | #N/A | #N/A | #N/A | #N/A | #N/A | #N/A
|  |  |  | 57% | 12.0163 | #N/A | #N/A | #N/A | #N/A | #N/A | #N/A | #N/A | #N/A | #N/A | #N/A
|  |  |  | 58% | 11.8092 | #N/A | #N/A | #N/A | #N/A | #N/A | #N/A | #N/A | #N/A | #N/A | #N/A
|  |  |  | 59% | 11.609 | #N/A | #N/A | #N/A | #N/A | #N/A | #N/A | #N/A | #N/A | #N/A | #N/A
|  |  |  | 60% | 11.4155 | #N/A | #N/A | #N/A | #N/A | #N/A | #N/A | #N/A | #N/A | #N/A | #N/A
|  |  |  | 61% | 11.2284 | #N/A | #N/A | #N/A | #N/A | #N/A | #N/A | #N/A | #N/A | #N/A | #N/A
|  |  |  | 62% | 11.0473 | #N/A | #N/A | #N/A | #N/A | #N/A | #N/A | #N/A | #N/A | #N/A | #N/A
|  |  |  | 63% | 10.8719 | #N/A | #N/A | #N/A | #N/A | #N/A | #N/A | #N/A | #N/A | #N/A | #N/A
|  |  |  | 64% | 10.7021 | #N/A | #N/A | #N/A | #N/A | #N/A | #N/A | #N/A | #N/A | #N/A | #N/A
|  |  |  | 65% | 10.5374 | #N/A | #N/A | #N/A | #N/A | #N/A | #N/A | #N/A | #N/A | #N/A | #N/A
|  |  |  | 66% | 10.3778 | #N/A | #N/A | #N/A | #N/A | #N/A | #N/A | #N/A | #N/A | #N/A | #N/A
|  |  |  | 67% | 10.2229 | #N/A | #N/A | #N/A | #N/A | #N/A | #N/A | #N/A | #N/A | #N/A | #N/A
|  |  |  | 68% | 10.0725 | #N/A | #N/A | #N/A | #N/A | #N/A | #N/A | #N/A | #N/A | #N/A | #N/A
|  |  |  | 69% | 9.9265 | #N/A | #N/A | #N/A | #N/A | #N/A | #N/A | #N/A | #N/A | #N/A | #N/A
|  |  |  | 70% | 9.7847 | #N/A | #N/A | #N/A | #N/A | #N/A | #N/A | #N/A | #N/A | #N/A | #N/A
|  |  |  | 71% | 9.6469 | #N/A | #N/A | #N/A | #N/A | #N/A | #N/A | #N/A | #N/A | #N/A | #N/A
|  |  |  | 72% | 9.5129 | #N/A | #N/A | #N/A | #N/A | #N/A | #N/A | #N/A | #N/A | #N/A | #N/A
|  |  |  | 73% | 9.3826 | #N/A | #N/A | #N/A | #N/A | #N/A | #N/A | #N/A | #N/A | #N/A | #N/A
|  |  |  | 74% | 9.2558 | #N/A | #N/A | #N/A | #N/A | #N/A | #N/A | #N/A | #N/A | #N/A | #N/A
|  |  |  | 75% | 9.1324 | #N/A | #N/A | #N/A | #N/A | #N/A | #N/A | #N/A | #N/A | #N/A | #N/A
|  |  |  | 76% | 9.0123 | #N/A | #N/A | #N/A | #N/A | #N/A | #N/A | #N/A | #N/A | #N/A | #N/A
|  |  |  | 77% | 8.8952 | #N/A | #N/A | #N/A | #N/A | #N/A | #N/A | #N/A | #N/A | #N/A | #N/A
|  |  |  | 78% | 8.7812 | #N/A | #N/A | #N/A | #N/A | #N/A | #N/A | #N/A | #N/A | #N/A | #N/A
|  |  |  | 79% | 8.67 | #N/A | #N/A | #N/A | #N/A | #N/A | #N/A | #N/A | #N/A | #N/A | #N/A
|  |  |  | 80% | 8.5616 | #N/A | #N/A | #N/A | #N/A | #N/A | #N/A | #N/A | #N/A | #N/A | #N/A
|  |  |  | 81% | 8.4559 | #N/A | #N/A | #N/A | #N/A | #N/A | #N/A | #N/A | #N/A | #N/A | #N/A
|  |  |  | 82% | 8.3528 | #N/A | #N/A | #N/A | #N/A | #N/A | #N/A | #N/A | #N/A | #N/A | #N/A
|  |  |  | 83% | 8.2522 | #N/A | #N/A | #N/A | #N/A | #N/A | #N/A | #N/A | #N/A | #N/A | #N/A
|  |  |  | 84% | 8.1539 | #N/A | #N/A | #N/A | #N/A | #N/A | #N/A | #N/A | #N/A | #N/A | #N/A
|  |  |  | 85% | 8.058 | #N/A | #N/A | #N/A | #N/A | #N/A | #N/A | #N/A | #N/A | #N/A | #N/A
|  |  |  | 86% | 7.9643 | #N/A | #N/A | #N/A | #N/A | #N/A | #N/A | #N/A | #N/A | #N/A | #N/A
|  |  |  | 87% | 7.8728 | #N/A | #N/A | #N/A | #N/A | #N/A | #N/A | #N/A | #N/A | #N/A | #N/A
|  |  |  | 88% | 7.7833 | #N/A | #N/A | #N/A | #N/A | #N/A | #N/A | #N/A | #N/A | #N/A | #N/A
|  |  |  | 89% | 7.6959 | #N/A | #N/A | #N/A | #N/A | #N/A | #N/A | #N/A | #N/A | #N/A | #N/A
|  |  |  | 90% | 7.6104 | #N/A | #N/A | #N/A | #N/A | #N/A | #N/A | #N/A | #N/A | #N/A | #N/A
|  |  |  | 91% | 7.5267 | #N/A | #N/A | #N/A | #N/A | #N/A | #N/A | #N/A | #N/A | #N/A | #N/A
|  |  |  | 92% | 7.4449 | #N/A | #N/A | #N/A | #N/A | #N/A | #N/A | #N/A | #N/A | #N/A | #N/A
|  |  |  | 93% | 7.3649 | #N/A | #N/A | #N/A | #N/A | #N/A | #N/A | #N/A | #N/A | #N/A | #N/A
|  |  |  | 94% | 7.2865 | #N/A | #N/A | #N/A | #N/A | #N/A | #N/A | #N/A | #N/A | #N/A | #N/A
|  |  |  | 95% | 7.2098 | #N/A | #N/A | #N/A | #N/A | #N/A | #N/A | #N/A | #N/A | #N/A | #N/A
|  |  |  | 96% | 7.1347 | #N/A | #N/A | #N/A | #N/A | #N/A | #N/A | #N/A | #N/A | #N/A | #N/A
|  |  |  | 97% | 7.0611 | #N/A | #N/A | #N/A | #N/A | #N/A | #N/A | #N/A | #N/A | #N/A | #N/A
|  |  |  | 98% | 6.9891 | #N/A | #N/A | #N/A | #N/A | #N/A | #N/A | #N/A | #N/A | #N/A | #N/A
|  |  |  | 99% | 6.9185 | #N/A | #N/A | #N/A | #N/A | #N/A | #N/A | #N/A | #N/A | #N/A | #N/A
|  |  |  | 100% | 6.8493 | #N/A | #N/A | #N/A | #N/A | #N/A | #N/A | #N/A | #N/A | #N/A | #N/A
Bill impact = f (load factor)
|  |  |  | Load factor: | 55%
[6 empty] | NEW RATES |  |  |  | EXISTING RATES
|  |  |  | Energy consumption (kWh) | MD (KVA) | Energy bill | Demand bill | Customer bill | Total bill | Energy bill | Demand bill | Customer bill | Total bill | Variation in Rand | Variation in %
|  |  |  | 100 | 0.24907 | #N/A | #N/A | #N/A | #N/A | #N/A | #N/A | #N/A | #N/A | #N/A | #N/A
|  |  |  | 110 | 0.27397 | #N/A | #N/A | #N/A | #N/A | #N/A | #N/A | #N/A | #N/A | #N/A | #N/A
|  |  |  | 120 | 0.29888 | #N/A | #N/A | #N/A | #N/A | #N/A | #N/A | #N/A | #N/A | #N/A | #N/A
|  |  |  | 130 | 0.32379 | #N/A | #N/A | #N/A | #N/A | #N/A | #N/A | #N/A | #N/A | #N/A | #N/A
|  |  |  | 140 | 0.34869 | #N/A | #N/A | #N/A | #N/A | #N/A | #N/A | #N/A | #N/A | #N/A | #N/A
|  |  |  | 150 | 0.3736 | #N/A | #N/A | #N/A | #N/A | #N/A | #N/A | #N/A | #N/A | #N/A | #N/A
|  |  |  | 160 | 0.39851 | #N/A | #N/A | #N/A | #N/A | #N/A | #N/A | #N/A | #N/A | #N/A | #N/A
|  |  |  | 170 | 0.42341 | #N/A | #N/A | #N/A | #N/A | #N/A | #N/A | #N/A | #N/A | #N/A | #N/A
|  |  |  | 180 | 0.44832 | #N/A | #N/A | #N/A | #N/A | #N/A | #N/A | #N/A | #N/A | #N/A | #N/A
|  |  |  | 190 | 0.47323 | #N/A | #N/A | #N/A | #N/A | #N/A | #N/A | #N/A | #N/A | #N/A | #N/A
|  |  |  | 200 | 0.49813 | #N/A | #N/A | #N/A | #N/A | #N/A | #N/A | #N/A | #N/A | #N/A | #N/A
|  |  |  | 210 | 0.52304 | #N/A | #N/A | #N/A | #N/A | #N/A | #N/A | #N/A | #N/A | #N/A | #N/A
|  |  |  | 220 | 0.54795 | #N/A | #N/A | #N/A | #N/A | #N/A | #N/A | #N/A | #N/A | #N/A | #N/A
|  |  |  | 230 | 0.57285 | #N/A | #N/A | #N/A | #N/A | #N/A | #N/A | #N/A | #N/A | #N/A | #N/A
|  |  |  | 240 | 0.59776 | #N/A | #N/A | #N/A | #N/A | #N/A | #N/A | #N/A | #N/A | #N/A | #N/A
|  |  |  | 250 | 0.62267 | #N/A | #N/A | #N/A | #N/A | #N/A | #N/A | #N/A | #N/A | #N/A | #N/A
|  |  |  | 260 | 0.64757 | #N/A | #N/A | #N/A | #N/A | #N/A | #N/A | #N/A | #N/A | #N/A | #N/A
|  |  |  | 270 | 0.67248 | #N/A | #N/A | #N/A | #N/A | #N/A | #N/A | #N/A | #N/A | #N/A | #N/A
|  |  |  | 280 | 0.69738 | #N/A | #N/A | #N/A | #N/A | #N/A | #N/A | #N/A | #N/A | #N/A | #N/A
|  |  |  | 290 | 0.72229 | #N/A | #N/A | #N/A | #N/A | #N/A | #N/A | #N/A | #N/A | #N/A | #N/A
|  |  |  | 300 | 0.7472 | #N/A | #N/A | #N/A | #N/A | #N/A | #N/A | #N/A | #N/A | #N/A | #N/A
|  |  |  | 310 | 0.7721 | #N/A | #N/A | #N/A | #N/A | #N/A | #N/A | #N/A | #N/A | #N/A | #N/A
|  |  |  | 320 | 0.79701 | #N/A | #N/A | #N/A | #N/A | #N/A | #N/A | #N/A | #N/A | #N/A | #N/A
|  |  |  | 330 | 0.82192 | #N/A | #N/A | #N/A | #N/A | #N/A | #N/A | #N/A | #N/A | #N/A | #N/A
|  |  |  | 340 | 0.84682 | #N/A | #N/A | #N/A | #N/A | #N/A | #N/A | #N/A | #N/A | #N/A | #N/A
|  |  |  | 350 | 0.87173 | #N/A | #N/A | #N/A | #N/A | #N/A | #N/A | #N/A | #N/A | #N/A | #N/A
|  |  |  | 360 | 0.89664 | #N/A | #N/A | #N/A | #N/A | #N/A | #N/A | #N/A | #N/A | #N/A | #N/A
|  |  |  | 370 | 0.92154 | #N/A | #N/A | #N/A | #N/A | #N/A | #N/A | #N/A | #N/A | #N/A | #N/A
|  |  |  | 380 | 0.94645 | #N/A | #N/A | #N/A | #N/A | #N/A | #N/A | #N/A | #N/A | #N/A | #N/A
|  |  |  | 390 | 0.97136 | #N/A | #N/A | #N/A | #N/A | #N/A | #N/A | #N/A | #N/A | #N/A | #N/A
|  |  |  | 400 | 0.99626 | #N/A | #N/A | #N/A | #N/A | #N/A | #N/A | #N/A | #N/A | #N/A | #N/A
|  |  |  | 410 | 1.0212 | #N/A | #N/A | #N/A | #N/A | #N/A | #N/A | #N/A | #N/A | #N/A | #N/A
|  |  |  | 420 | 1.0461 | #N/A | #N/A | #N/A | #N/A | #N/A | #N/A | #N/A | #N/A | #N/A | #N/A
|  |  |  | 430 | 1.071 | #N/A | #N/A | #N/A | #N/A | #N/A | #N/A | #N/A | #N/A | #N/A | #N/A
|  |  |  | 440 | 1.0959 | #N/A | #N/A | #N/A | #N/A | #N/A | #N/A | #N/A | #N/A | #N/A | #N/A
|  |  |  | 450 | 1.1208 | #N/A | #N/A | #N/A | #N/A | #N/A | #N/A | #N/A | #N/A | #N/A | #N/A
|  |  |  | 460 | 1.1457 | #N/A | #N/A | #N/A | #N/A | #N/A | #N/A | #N/A | #N/A | #N/A | #N/A
|  |  |  | 470 | 1.1706 | #N/A | #N/A | #N/A | #N/A | #N/A | #N/A | #N/A | #N/A | #N/A | #N/A
|  |  |  | 480 | 1.1955 | #N/A | #N/A | #N/A | #N/A | #N/A | #N/A | #N/A | #N/A | #N/A | #N/A
|  |  |  | 490 | 1.2204 | #N/A | #N/A | #N/A | #N/A | #N/A | #N/A | #N/A | #N/A | #N/A | #N/A
|  |  |  | 500 | 1.2453 | #N/A | #N/A | #N/A | #N/A | #N/A | #N/A | #N/A | #N/A | #N/A | #N/A
|  |  |  | 510 | 1.2702 | #N/A | #N/A | #N/A | #N/A | #N/A | #N/A | #N/A | #N/A | #N/A | #N/A
|  |  |  | 520 | 1.2951 | #N/A | #N/A | #N/A | #N/A | #N/A | #N/A | #N/A | #N/A | #N/A | #N/A
|  |  |  | 530 | 1.32 | #N/A | #N/A | #N/A | #N/A | #N/A | #N/A | #N/A | #N/A | #N/A | #N/A
|  |  |  | 540 | 1.345 | #N/A | #N/A | #N/A | #N/A | #N/A | #N/A | #N/A | #N/A | #N/A | #N/A
|  |  |  | 550 | 1.3699 | #N/A | #N/A | #N/A | #N/A | #N/A | #N/A | #N/A | #N/A | #N/A | #N/A
|  |  |  | 560 | 1.3948 | #N/A | #N/A | #N/A | #N/A | #N/A | #N/A | #N/A | #N/A | #N/A | #N/A
|  |  |  | 570 | 1.4197 | #N/A | #N/A | #N/A | #N/A | #N/A | #N/A | #N/A | #N/A | #N/A | #N/A
|  |  |  | 580 | 1.4446 | #N/A | #N/A | #N/A | #N/A | #N/A | #N/A | #N/A | #N/A | #N/A | #N/A
|  |  |  | 590 | 1.4695 | #N/A | #N/A | #N/A | #N/A | #N/A | #N/A | #N/A | #N/A | #N/A | #N/A
|  |  |  | 600 | 1.4944 | #N/A | #N/A | #N/A | #N/A | #N/A | #N/A | #N/A | #N/A | #N/A | #N/A
|  |  |  | 610 | 1.5193 | #N/A | #N/A | #N/A | #N/A | #N/A | #N/A | #N/A | #N/A | #N/A | #N/A
|  |  |  | 620 | 1.5442 | #N/A | #N/A | #N/A | #N/A | #N/A | #N/A | #N/A | #N/A | #N/A | #N/A
|  |  |  | 630 | 1.5691 | #N/A | #N/A | #N/A | #N/A | #N/A | #N/A | #N/A | #N/A | #N/A | #N/A
|  |  |  | 640 | 1.594 | #N/A | #N/A | #N/A | #N/A | #N/A | #N/A | #N/A | #N/A | #N/A | #N/A
|  |  |  | 650 | 1.6189 | #N/A | #N/A | #N/A | #N/A | #N/A | #N/A | #N/A | #N/A | #N/A | #N/A
|  |  |  | 660 | 1.6438 | #N/A | #N/A | #N/A | #N/A | #N/A | #N/A | #N/A | #N/A | #N/A | #N/A
|  |  |  | 670 | 1.6687 | #N/A | #N/A | #N/A | #N/A | #N/A | #N/A | #N/A | #N/A | #N/A | #N/A
|  |  |  | 680 | 1.6936 | #N/A | #N/A | #N/A | #N/A | #N/A | #N/A | #N/A | #N/A | #N/A | #N/A
|  |  |  | 690 | 1.7186 | #N/A | #N/A | #N/A | #N/A | #N/A | #N/A | #N/A | #N/A | #N/A | #N/A
|  |  |  | 700 | 1.7435 | #N/A | #N/A | #N/A | #N/A | #N/A | #N/A | #N/A | #N/A | #N/A | #N/A
|  |  |  | 710 | 1.7684 | #N/A | #N/A | #N/A | #N/A | #N/A | #N/A | #N/A | #N/A | #N/A | #N/A
|  |  |  | 720 | 1.7933 | #N/A | #N/A | #N/A | #N/A | #N/A | #N/A | #N/A | #N/A | #N/A | #N/A
|  |  |  | 730 | 1.8182 | #N/A | #N/A | #N/A | #N/A | #N/A | #N/A | #N/A | #N/A | #N/A | #N/A
|  |  |  | 740 | 1.8431 | #N/A | #N/A | #N/A | #N/A | #N/A | #N/A | #N/A | #N/A | #N/A | #N/A
|  |  |  | 750 | 1.868 | #N/A | #N/A | #N/A | #N/A | #N/A | #N/A | #N/A | #N/A | #N/A | #N/A
|  |  |  | 760 | 1.8929 | #N/A | #N/A | #N/A | #N/A | #N/A | #N/A | #N/A | #N/A | #N/A | #N/A
|  |  |  | 770 | 1.9178 | #N/A | #N/A | #N/A | #N/A | #N/A | #N/A | #N/A | #N/A | #N/A | #N/A
|  |  |  | 780 | 1.9427 | #N/A | #N/A | #N/A | #N/A | #N/A | #N/A | #N/A | #N/A | #N/A | #N/A
|  |  |  | 790 | 1.9676 | #N/A | #N/A | #N/A | #N/A | #N/A | #N/A | #N/A | #N/A | #N/A | #N/A
|  |  |  | 800 | 1.9925 | #N/A | #N/A | #N/A | #N/A | #N/A | #N/A | #N/A | #N/A | #N/A | #N/A
|  |  |  | 810 | 2.0174 | #N/A | #N/A | #N/A | #N/A | #N/A | #N/A | #N/A | #N/A | #N/A | #N/A
|  |  |  | 820 | 2.0423 | #N/A | #N/A | #N/A | #N/A | #N/A | #N/A | #N/A | #N/A | #N/A | #N/A
|  |  |  | 830 | 2.0672 | #N/A | #N/A | #N/A | #N/A | #N/A | #N/A | #N/A | #N/A | #N/A | #N/A
|  |  |  | 840 | 2.0922 | #N/A | #N/A | #N/A | #N/A | #N/A | #N/A | #N/A | #N/A | #N/A | #N/A
|  |  |  | 850 | 2.1171 | #N/A | #N/A | #N/A | #N/A | #N/A | #N/A | #N/A | #N/A | #N/A | #N/A
|  |  |  | 860 | 2.142 | #N/A | #N/A | #N/A | #N/A | #N/A | #N/A | #N/A | #N/A | #N/A | #N/A
|  |  |  | 870 | 2.1669 | #N/A | #N/A | #N/A | #N/A | #N/A | #N/A | #N/A | #N/A | #N/A | #N/A
|  |  |  | 880 | 2.1918 | #N/A | #N/A | #N/A | #N/A | #N/A | #N/A | #N/A | #N/A | #N/A | #N/A
|  |  |  | 890 | 2.2167 | #N/A | #N/A | #N/A | #N/A | #N/A | #N/A | #N/A | #N/A | #N/A | #N/A
|  |  |  | 900 | 2.2416 | #N/A | #N/A | #N/A | #N/A | #N/A | #N/A | #N/A | #N/A | #N/A | #N/A
End of sheet
1. Input Data
Next sheet >
< Previous sheet
Map
Guide

## COS Calculations (Year 2) -->
COS Calculations (Year 2) -->
| Goto | 1) Revenue Requirement (Year 2)
| Goto | 2) Cost Funct (Year 2)
| Goto | 3) Cost Classification (Year 2)
| Goto | 4) Cost Allocation (Year 2)
| Goto | 5) COS Results (Year 2)
| Goto | Summary Charts (Year 2)
Next sheet >
< Previous sheet
Map
Guide
All sheets to the right of this sheet are COS calculations

## 1) Revenue Requirement (Year 2)
1) Revenue Requirement (Year 2)
This sheet is calculation of the revenue requirement per business area
1) Revenue Requirement
This sheet presents the revenue requirement for the licensee. The data is drawn from the Inputs and Intermediary Calculations tabs.
Total cost (R)
|  | Revenue Requirement components | Wires | Retail | Total | % of Total
|  | Allowable costs | 672806982.9753 | 1801618850.6008 | 2009146920.4827 | 100%
|  | Energy purchases from Eskom - net of cost of losses | 0 | 1363394858.7804 | 1363394858.7804 | 67.86%
|  | Energy purchases from Eskom - cost of losses | 143966205.6419 | 57509513.4491 | 201475719.091 | 10.03%
|  | Other energy purchases | 0 | 0 | 0 | 0%
|  | Capital expenditure | 0 | 0 | 0 | 0%
|  | Operational expenditure (incl. Depreciation) | 253490333.8312 | 211788579.2622 | 465278913.0934 | 23.16%
|  | Depreciation | 62699292 | 0
|  | Network repairs & maintenance | 104255088 | 0
|  | Salaries and wages | 86535953.8312 | 211788579.2622
|  | 0 | 0 | 0
|  | 0 | 0 | 0
|  | 0 | 0 | 0
|  | Other revenues | 0 | -125744827 | -125744827 | -6.259%
|  | Surplus | 21860109.671 | 82882146.847 | 104742256.5181 | 5.213%
|  | Not allowable costs | 52050802.405 | 62042945.4817 | 114093747.8867
|  | Cost of losses disallowed | 52050802.405 | 62042945.4817 | 114093747.8867
|  | TOTAL COSTS | 724857785.3803 | 1863661796.0825 | 2123240668.3695
|  |  | 34.14% | 87.77%
End of sheet
Next sheet >
< Previous sheet
Map
Guide

## 2) Cost Funct (Year 2)
2) Cost Funct (Year 2)
This sheet functionalise costs for each business area
2) Cost Functionalisation
Cost functionalisation entails the arrangement of costs according to major operating functions of a licensee, such as production/generation, transmission, distribution or customer-related costs. This assists in facilitating a determination in terms of which customer groups are responsible for such costs. All costs should be assigned to the major functions of a licensee
[5 empty] | Total Functionalised Costs (R) |  |  |  | Equivalent surplus ratios
|  |  | Functions | Included in Surplus baseline | Wires | Retail | Total | % of Total | Wires | Retail
|  | 1 | Eskom Energy Purchase - excl. losses | FALSE | 0 | 1363394858.7804 | 1363394858.7804 | 67.86% | 0% | 0%
|  | 2 | Eskom Energy Purchase - cost of losses | FALSE | 143966205.6419 | 57509513.4491 | 201475719.091 | 10.03% | 0% | 0%
|  | 3 | Other Energy Purchase | FALSE | 0 | 0 | 0 | 0% | 0% | 0%
|  | 4 | CAPEX and return | FALSE | 0 | 0 | 0 | 0% | 0% | 0%
|  | 5 | Depreciation | TRUE | 66147753.06 | 0 | 66147753.06 | 3.292% | 5.5% | 0%
|  | 6 | Network repairs & maintenance | TRUE | 109989117.84 | 0 | 109989117.84 | 5.474% | 5.5% | 0%
|  | 7 | OPEX | TRUE | 99213572.6022 | 168925899.1092 | 268139471.7114 | 13.35% | 14.65% | 96.33%
|  | 8 | 0 | 0% | 0 | 0 | 0 | 0% | 0% | 0%
|  | 9 | 0 | 0% | 0 | 0 | 0 | 0% | 0% | 0%
|  | 10 | 0 | 0% | 0 | 0 | 0 | 0% | 0% | 0%
|  | 11 | 0 | 0% | 0 | 0 | 0 | 0% | 0% | 0%
|  | 12 | 0 | 0% | 0 | 0 | 0 | 0% | 0% | 0%
|  | 13 | 0 | 0% | 0 | 0 | 0 | 0% | 0% | 0%
|  | 14 | 0 | 0% | 0 | 0 | 0 | 0% | 0% | 0%
|  | 15 | 0 | 0% | 0 | 0 | 0 | 0% | 0% | 0%
|  | 16 | 0 | 0% | 0 | 0 | 0 | 0% | 0% | 0%
|  | 17 | 0 | 0% | 0 | 0 | 0 | 0% | 0% | 0%
|  | 18 | 0 | 0% | 0 | 0 | 0 | 0% | 0% | 0%
|  | 19 | 0 | 0% | 0 | 0 | 0 | 0% | 0% | 0%
|  | 20 | 0 | 0% | 0 | 0 | 0 | 0% | 0% | 0%
[5 empty] | 419316649.1441 | 1589830271.3386 | 2009146920.4827
TRUE
End of sheet
Next sheet >
< Previous sheet
Map
Guide

## 3) Cost Classification (Year 2)
3) Cost Classification (Year 2)
This sheet classifies costs into these cost drivers: fixed or variable, and energy, demand, or customer-related.
3) Cost Classification
The objective of cost classification is to arrange costs into groups that bear a relationship to a measurable cost-defining characteristic of rendering the service. Cost classification is a two-step process. First, functionalised costs are classified as either demand, energy, or customer-driven. The sum of these three types of costs within a given class is the cost to serve that class.
Cost breakdown by function, class, season, and TOU
|  |  |  | Business area: | Wires | Wires | Wires | Wires | Wires | Wires | Wires | Wires | Wires | Retail | Retail | Retail | Retail | Retail | Retail | Retail | Retail | Retail | Total | Total | Total | Total | Total | Total | Total | Total | Total | Total | Total | Total | Total
|  |  |  | Cost class: | Energy | Energy | Energy | Energy | Energy | Energy | Demand | Demand | Customer | Energy | Energy | Energy | Energy | Energy | Energy | Demand | Demand | Customer | Energy | Energy | Energy | Energy | Energy | Energy | Demand | Demand | Customer | Energy | Demand | Customer | All
|  |  |  | Season: | High season | High season | High season | Low season | Low season | Low season | High season | Low season | All | High season | High season | High season | Low season | Low season | Low season | High season | Low season | All | High season | High season | High season | Low season | Low season | Low season | High season | Low season | All | All | All | All | All
|  |  |  | TOU: | Offpeak | Standard | Peak | Offpeak | Standard | Peak | All | All | All | Offpeak | Standard | Peak | Offpeak | Standard | Peak | All | All | All | Offpeak | Standard | Peak | Offpeak | Standard | Peak | All | All | All | All | All | All | All
Functions
|  |  | 1 | Eskom Energy Purchase - excl. losses | 0 | 0 | 0 | 0 | 0 | 0 | 0 | 0 | 0 | 94122049.7665 | 131566974.9371 | 211333959.9372 | 252784619.7208 | 321674551.1095 | 230543537.4129 | 31984986.6351 | 89376539.7234 | 7639.5379 | 94122049.7665 | 131566974.9371 | 211333959.9372 | 252784619.7208 | 321674551.1095 | 230543537.4129 | 31984986.6351 | 89376539.7234 | 7639.5379 | 1242025692.884 | 121361526.3585 | 7639.5379 | 1363394858.7804 | TRUE
|  |  | 2 | Eskom Energy Purchase - cost of losses | 9938716.0549 | 13892672.4327 | 22315580.9482 | 26692518.5404 | 33966876.3429 | 24343995.5071 | 3377420.0729 | 9437619.054 | 806.6887 | 3970172.8755 | 5549641.5186 | 8914301.7762 | 10662736.7662 | 13568590.7895 | 9724583.1463 | 1349162.3554 | 3770001.9772 | 322.2442 | 13908888.9304 | 19442313.9514 | 31229882.7243 | 37355255.3066 | 47535467.1324 | 34068578.6534 | 4726582.4284 | 13207621.0312 | 1128.933 | 183540386.6985 | 17934203.4595 | 1128.933 | 201475719.091 | TRUE
|  |  | 3 | Other Energy Purchase | 0 | 0 | 0 | 0 | 0 | 0 | 0 | 0 | 0 | 0 | 0 | 0 | 0 | 0 | 0 | 0 | 0 | 0 | 0 | 0 | 0 | 0 | 0 | 0 | 0 | 0 | 0 | 0 | 0 | 0 | 0 | TRUE
|  |  | 4 | CAPEX and return | 0 | 0 | 0 | 0 | 0 | 0 | 0 | 0 | 0 | 0 | 0 | 0 | 0 | 0 | 0 | 0 | 0 | 0 | 0 | 0 | 0 | 0 | 0 | 0 | 0 | 0 | 0 | 0 | 0 | 0 | 0 | TRUE
|  |  | 5 | Depreciation | 0 | 0 | 0 | 0 | 0 | 0 | 20740720.26 | 45407032.8 | 0 | 0 | 0 | 0 | 0 | 0 | 0 | 0 | 0 | 0 | 0 | 0 | 0 | 0 | 0 | 0 | 20740720.26 | 45407032.8 | 0 | 0 | 66147753.06 | 0 | 66147753.06 | TRUE
|  |  | 6 | Network repairs & maintenance | 0 | 0 | 0 | 0 | 0 | 0 | 34487241.3534 | 75501876.4866 | 0 | 0 | 0 | 0 | 0 | 0 | 0 | 0 | 0 | 0 | 0 | 0 | 0 | 0 | 0 | 0 | 34487241.3534 | 75501876.4866 | 0 | 0 | 109989117.84 | 0 | 109989117.84 | TRUE
|  |  | 7 | OPEX | 0 | 0 | 0 | 0 | 0 | 0 | 0 | 0 | 99213572.6022 | 0 | 0 | 0 | 0 | 0 | 0 | 0 | 0 | 168925899.1092 | 0 | 0 | 0 | 0 | 0 | 0 | 0 | 0 | 268139471.7114 | 0 | 0 | 268139471.7114 | 268139471.7114 | TRUE
|  |  | 8 | 0 | 0 | 0 | 0 | 0 | 0 | 0 | 0 | 0 | 0 | 0 | 0 | 0 | 0 | 0 | 0 | 0 | 0 | 0 | 0 | 0 | 0 | 0 | 0 | 0 | 0 | 0 | 0 | 0 | 0 | 0 | 0 | TRUE
|  |  | 9 | 0 | 0 | 0 | 0 | 0 | 0 | 0 | 0 | 0 | 0 | 0 | 0 | 0 | 0 | 0 | 0 | 0 | 0 | 0 | 0 | 0 | 0 | 0 | 0 | 0 | 0 | 0 | 0 | 0 | 0 | 0 | 0 | TRUE
|  |  | 10 | 0 | 0 | 0 | 0 | 0 | 0 | 0 | 0 | 0 | 0 | 0 | 0 | 0 | 0 | 0 | 0 | 0 | 0 | 0 | 0 | 0 | 0 | 0 | 0 | 0 | 0 | 0 | 0 | 0 | 0 | 0 | 0 | TRUE
|  |  | 11 | 0 | 0 | 0 | 0 | 0 | 0 | 0 | 0 | 0 | 0 | 0 | 0 | 0 | 0 | 0 | 0 | 0 | 0 | 0 | 0 | 0 | 0 | 0 | 0 | 0 | 0 | 0 | 0 | 0 | 0 | 0 | 0 | TRUE
|  |  | 12 | 0 | 0 | 0 | 0 | 0 | 0 | 0 | 0 | 0 | 0 | 0 | 0 | 0 | 0 | 0 | 0 | 0 | 0 | 0 | 0 | 0 | 0 | 0 | 0 | 0 | 0 | 0 | 0 | 0 | 0 | 0 | 0 | TRUE
|  |  | 13 | 0 | 0 | 0 | 0 | 0 | 0 | 0 | 0 | 0 | 0 | 0 | 0 | 0 | 0 | 0 | 0 | 0 | 0 | 0 | 0 | 0 | 0 | 0 | 0 | 0 | 0 | 0 | 0 | 0 | 0 | 0 | 0 | TRUE
|  |  | 14 | 0 | 0 | 0 | 0 | 0 | 0 | 0 | 0 | 0 | 0 | 0 | 0 | 0 | 0 | 0 | 0 | 0 | 0 | 0 | 0 | 0 | 0 | 0 | 0 | 0 | 0 | 0 | 0 | 0 | 0 | 0 | 0 | TRUE
|  |  | 15 | 0 | 0 | 0 | 0 | 0 | 0 | 0 | 0 | 0 | 0 | 0 | 0 | 0 | 0 | 0 | 0 | 0 | 0 | 0 | 0 | 0 | 0 | 0 | 0 | 0 | 0 | 0 | 0 | 0 | 0 | 0 | 0 | TRUE
|  |  | 16 | 0 | 0 | 0 | 0 | 0 | 0 | 0 | 0 | 0 | 0 | 0 | 0 | 0 | 0 | 0 | 0 | 0 | 0 | 0 | 0 | 0 | 0 | 0 | 0 | 0 | 0 | 0 | 0 | 0 | 0 | 0 | 0 | TRUE
|  |  | 17 | 0 | 0 | 0 | 0 | 0 | 0 | 0 | 0 | 0 | 0 | 0 | 0 | 0 | 0 | 0 | 0 | 0 | 0 | 0 | 0 | 0 | 0 | 0 | 0 | 0 | 0 | 0 | 0 | 0 | 0 | 0 | 0 | TRUE
|  |  | 18 | 0 | 0 | 0 | 0 | 0 | 0 | 0 | 0 | 0 | 0 | 0 | 0 | 0 | 0 | 0 | 0 | 0 | 0 | 0 | 0 | 0 | 0 | 0 | 0 | 0 | 0 | 0 | 0 | 0 | 0 | 0 | 0 | TRUE
|  |  | 19 | 0 | 0 | 0 | 0 | 0 | 0 | 0 | 0 | 0 | 0 | 0 | 0 | 0 | 0 | 0 | 0 | 0 | 0 | 0 | 0 | 0 | 0 | 0 | 0 | 0 | 0 | 0 | 0 | 0 | 0 | 0 | 0 | TRUE
|  |  | 20 | 0 | 0 | 0 | 0 | 0 | 0 | 0 | 0 | 0 | 0 | 0 | 0 | 0 | 0 | 0 | 0 | 0 | 0 | 0 | 0 | 0 | 0 | 0 | 0 | 0 | 0 | 0 | 0 | 0 | 0 | 0 | 0 | TRUE
[5 empty] | 9938716.0549 | 13892672.4327 | 22315580.9482 | 26692518.5404 | 33966876.3429 | 24343995.5071 | 58605381.6864 | 130346528.3405 | 99214379.2909 | 98092222.642 | 137116616.4558 | 220248261.7134 | 263447356.487 | 335243141.8989 | 240268120.5592 | 33334148.9905 | 93146541.7005 | 168933860.8913 | 108030938.6969 | 151009288.8885 | 242563842.6616 | 290139875.0274 | 369210018.2419 | 264612116.0663 | 91939530.6769 | 223493070.0411 | 268148240.1823 | 1425566079.5825 | 315432600.718 | 268148240.1823 | 2009146920.4827
TRUE
End of sheet
Next sheet >
< Previous sheet
Map
Guide

## 4) Cost Allocation (Year 2)
4) Cost Allocation (Year 2)
This sheet allocates costs for each customer category by function, business area, cost class, season and Time Of Use.
4) Cost Allocation
[59 empty] | TRUE | TRUE | TRUE | TRUE | TRUE | TRUE | FALSE
Cost allocation by customer category, function, business area, class, season, TOU
[5 empty] | 1 | 1 | 1 | 1 | 1 | 1 | 1 | 1 | 1 | 1 | 1 | 1 | 1 | 1 | 1 | 1 | 1 | 1 | 2 | 2 | 2 | 2 | 2 | 2 | 2 | 2 | 2 | 2 | 2 | 2 | 2 | 2 | 2 | 2 | 2 | 2 | 3 | 3 | 3 | 3 | 3 | 3 | 3 | 3 | 3 | 3 | 3 | 3 | 3 | 3 | 3 | 3 | 3 | 3 | 4 | 4 | 4 | 4 | 4 | 4 | 4 | 4 | 4 | 4 | 4 | 4 | 4 | 4 | 4 | 4 | 4 | 4 | 5 | 5 | 5 | 5 | 5 | 5 | 5 | 5 | 5 | 5 | 5 | 5 | 5 | 5 | 5 | 5 | 5 | 5 | 6 | 6 | 6 | 6 | 6 | 6 | 6 | 6 | 6 | 6 | 6 | 6 | 6 | 6 | 6 | 6 | 6 | 6 | 7 | 7 | 7 | 7 | 7 | 7 | 7 | 7 | 7 | 7 | 7 | 7 | 7 | 7 | 7 | 7 | 7 | 7 | 8 | 8 | 8 | 8 | 8 | 8 | 8 | 8 | 8 | 8 | 8 | 8 | 8 | 8 | 8 | 8 | 8 | 8 | 9 | 9 | 9 | 9 | 9 | 9 | 9 | 9 | 9 | 9 | 9 | 9 | 9 | 9 | 9 | 9 | 9 | 9 | 10 | 10 | 10 | 10 | 10 | 10 | 10 | 10 | 10 | 10 | 10 | 10 | 10 | 10 | 10 | 10 | 10 | 10 | 11 | 11 | 11 | 11 | 11 | 11 | 11 | 11 | 11 | 11 | 11 | 11 | 11 | 11 | 11 | 11 | 11 | 11 | 12 | 12 | 12 | 12 | 12 | 12 | 12 | 12 | 12 | 12 | 12 | 12 | 12 | 12 | 12 | 12 | 12 | 12 | 13 | 13 | 13 | 13 | 13 | 13 | 13 | 13 | 13 | 13 | 13 | 13 | 13 | 13 | 13 | 13 | 13 | 13 | 14 | 14 | 14 | 14 | 14 | 14 | 14 | 14 | 14 | 14 | 14 | 14 | 14 | 14 | 14 | 14 | 14 | 14 | 15 | 15 | 15 | 15 | 15 | 15 | 15 | 15 | 15 | 15 | 15 | 15 | 15 | 15 | 15 | 15 | 15 | 15 | 16 | 16 | 16 | 16 | 16 | 16 | 16 | 16 | 16 | 16 | 16 | 16 | 16 | 16 | 16 | 16 | 16 | 16 | 17 | 17 | 17 | 17 | 17 | 17 | 17 | 17 | 17 | 17 | 17 | 17 | 17 | 17 | 17 | 17 | 17 | 17 | 18 | 18 | 18 | 18 | 18 | 18 | 18 | 18 | 18 | 18 | 18 | 18 | 18 | 18 | 18 | 18 | 18 | 18 | 19 | 19 | 19 | 19 | 19 | 19 | 19 | 19 | 19 | 19 | 19 | 19 | 19 | 19 | 19 | 19 | 19 | 19 | 20 | 20 | 20 | 20 | 20 | 20 | 20 | 20 | 20 | 20 | 20 | 20 | 20 | 20 | 20 | 20 | 20 | 20
|  |  |  | Function: | Eskom Energy Purchase - excl. losses | Eskom Energy Purchase - excl. losses | Eskom Energy Purchase - excl. losses | Eskom Energy Purchase - excl. losses | Eskom Energy Purchase - excl. losses | Eskom Energy Purchase - excl. losses | Eskom Energy Purchase - excl. losses | Eskom Energy Purchase - excl. losses | Eskom Energy Purchase - excl. losses | Eskom Energy Purchase - excl. losses | Eskom Energy Purchase - excl. losses | Eskom Energy Purchase - excl. losses | Eskom Energy Purchase - excl. losses | Eskom Energy Purchase - excl. losses | Eskom Energy Purchase - excl. losses | Eskom Energy Purchase - excl. losses | Eskom Energy Purchase - excl. losses | Eskom Energy Purchase - excl. losses | Eskom Energy Purchase - cost of losses | Eskom Energy Purchase - cost of losses | Eskom Energy Purchase - cost of losses | Eskom Energy Purchase - cost of losses | Eskom Energy Purchase - cost of losses | Eskom Energy Purchase - cost of losses | Eskom Energy Purchase - cost of losses | Eskom Energy Purchase - cost of losses | Eskom Energy Purchase - cost of losses | Eskom Energy Purchase - cost of losses | Eskom Energy Purchase - cost of losses | Eskom Energy Purchase - cost of losses | Eskom Energy Purchase - cost of losses | Eskom Energy Purchase - cost of losses | Eskom Energy Purchase - cost of losses | Eskom Energy Purchase - cost of losses | Eskom Energy Purchase - cost of losses | Eskom Energy Purchase - cost of losses | Other Energy Purchase | Other Energy Purchase | Other Energy Purchase | Other Energy Purchase | Other Energy Purchase | Other Energy Purchase | Other Energy Purchase | Other Energy Purchase | Other Energy Purchase | Other Energy Purchase | Other Energy Purchase | Other Energy Purchase | Other Energy Purchase | Other Energy Purchase | Other Energy Purchase | Other Energy Purchase | Other Energy Purchase | Other Energy Purchase | CAPEX and return | CAPEX and return | CAPEX and return | CAPEX and return | CAPEX and return | CAPEX and return | CAPEX and return | CAPEX and return | CAPEX and return | CAPEX and return | CAPEX and return | CAPEX and return | CAPEX and return | CAPEX and return | CAPEX and return | CAPEX and return | CAPEX and return | CAPEX and return | Depreciation | Depreciation | Depreciation | Depreciation | Depreciation | Depreciation | Depreciation | Depreciation | Depreciation | Depreciation | Depreciation | Depreciation | Depreciation | Depreciation | Depreciation | Depreciation | Depreciation | Depreciation | Network repairs & maintenance | Network repairs & maintenance | Network repairs & maintenance | Network repairs & maintenance | Network repairs & maintenance | Network repairs & maintenance | Network repairs & maintenance | Network repairs & maintenance | Network repairs & maintenance | Network repairs & maintenance | Network repairs & maintenance | Network repairs & maintenance | Network repairs & maintenance | Network repairs & maintenance | Network repairs & maintenance | Network repairs & maintenance | Network repairs & maintenance | Network repairs & maintenance | OPEX | OPEX | OPEX | OPEX | OPEX | OPEX | OPEX | OPEX | OPEX | OPEX | OPEX | OPEX | OPEX | OPEX | OPEX | OPEX | OPEX | OPEX | 0 | 0 | 0 | 0 | 0 | 0 | 0 | 0 | 0 | 0 | 0 | 0 | 0 | 0 | 0 | 0 | 0 | 0 | 0 | 0 | 0 | 0 | 0 | 0 | 0 | 0 | 0 | 0 | 0 | 0 | 0 | 0 | 0 | 0 | 0 | 0 | 0 | 0 | 0 | 0 | 0 | 0 | 0 | 0 | 0 | 0 | 0 | 0 | 0 | 0 | 0 | 0 | 0 | 0 | 0 | 0 | 0 | 0 | 0 | 0 | 0 | 0 | 0 | 0 | 0 | 0 | 0 | 0 | 0 | 0 | 0 | 0 | 0 | 0 | 0 | 0 | 0 | 0 | 0 | 0 | 0 | 0 | 0 | 0 | 0 | 0 | 0 | 0 | 0 | 0 | 0 | 0 | 0 | 0 | 0 | 0 | 0 | 0 | 0 | 0 | 0 | 0 | 0 | 0 | 0 | 0 | 0 | 0 | 0 | 0 | 0 | 0 | 0 | 0 | 0 | 0 | 0 | 0 | 0 | 0 | 0 | 0 | 0 | 0 | 0 | 0 | 0 | 0 | 0 | 0 | 0 | 0 | 0 | 0 | 0 | 0 | 0 | 0 | 0 | 0 | 0 | 0 | 0 | 0 | 0 | 0 | 0 | 0 | 0 | 0 | 0 | 0 | 0 | 0 | 0 | 0 | 0 | 0 | 0 | 0 | 0 | 0 | 0 | 0 | 0 | 0 | 0 | 0 | 0 | 0 | 0 | 0 | 0 | 0 | 0 | 0 | 0 | 0 | 0 | 0 | 0 | 0 | 0 | 0 | 0 | 0 | 0 | 0 | 0 | 0 | 0 | 0 | 0 | 0 | 0 | 0 | 0 | 0 | 0 | 0 | 0 | 0 | 0 | 0 | 0 | 0 | 0 | 0 | 0 | 0 | 0 | 0 | 0 | 0 | 0 | 0 | 0 | 0 | 0 | 0 | 0 | 0 | 0 | 0 | 0 | 0 | 0 | 0 | 0 | 0 | 0 | 0 | 0 | 0
|  |  |  | Business area: | Wires | Wires | Wires | Wires | Wires | Wires | Wires | Wires | Wires | Retail | Retail | Retail | Retail | Retail | Retail | Retail | Retail | Retail | Wires | Wires | Wires | Wires | Wires | Wires | Wires | Wires | Wires | Retail | Retail | Retail | Retail | Retail | Retail | Retail | Retail | Retail | Wires | Wires | Wires | Wires | Wires | Wires | Wires | Wires | Wires | Retail | Retail | Retail | Retail | Retail | Retail | Retail | Retail | Retail | Wires | Wires | Wires | Wires | Wires | Wires | Wires | Wires | Wires | Retail | Retail | Retail | Retail | Retail | Retail | Retail | Retail | Retail | Wires | Wires | Wires | Wires | Wires | Wires | Wires | Wires | Wires | Retail | Retail | Retail | Retail | Retail | Retail | Retail | Retail | Retail | Wires | Wires | Wires | Wires | Wires | Wires | Wires | Wires | Wires | Retail | Retail | Retail | Retail | Retail | Retail | Retail | Retail | Retail | Wires | Wires | Wires | Wires | Wires | Wires | Wires | Wires | Wires | Retail | Retail | Retail | Retail | Retail | Retail | Retail | Retail | Retail | Wires | Wires | Wires | Wires | Wires | Wires | Wires | Wires | Wires | Retail | Retail | Retail | Retail | Retail | Retail | Retail | Retail | Retail | Wires | Wires | Wires | Wires | Wires | Wires | Wires | Wires | Wires | Retail | Retail | Retail | Retail | Retail | Retail | Retail | Retail | Retail | Wires | Wires | Wires | Wires | Wires | Wires | Wires | Wires | Wires | Retail | Retail | Retail | Retail | Retail | Retail | Retail | Retail | Retail | Wires | Wires | Wires | Wires | Wires | Wires | Wires | Wires | Wires | Retail | Retail | Retail | Retail | Retail | Retail | Retail | Retail | Retail | Wires | Wires | Wires | Wires | Wires | Wires | Wires | Wires | Wires | Retail | Retail | Retail | Retail | Retail | Retail | Retail | Retail | Retail | Wires | Wires | Wires | Wires | Wires | Wires | Wires | Wires | Wires | Retail | Retail | Retail | Retail | Retail | Retail | Retail | Retail | Retail | Wires | Wires | Wires | Wires | Wires | Wires | Wires | Wires | Wires | Retail | Retail | Retail | Retail | Retail | Retail | Retail | Retail | Retail | Wires | Wires | Wires | Wires | Wires | Wires | Wires | Wires | Wires | Retail | Retail | Retail | Retail | Retail | Retail | Retail | Retail | Retail | Wires | Wires | Wires | Wires | Wires | Wires | Wires | Wires | Wires | Retail | Retail | Retail | Retail | Retail | Retail | Retail | Retail | Retail | Wires | Wires | Wires | Wires | Wires | Wires | Wires | Wires | Wires | Retail | Retail | Retail | Retail | Retail | Retail | Retail | Retail | Retail | Wires | Wires | Wires | Wires | Wires | Wires | Wires | Wires | Wires | Retail | Retail | Retail | Retail | Retail | Retail | Retail | Retail | Retail | Wires | Wires | Wires | Wires | Wires | Wires | Wires | Wires | Wires | Retail | Retail | Retail | Retail | Retail | Retail | Retail | Retail | Retail | Wires | Wires | Wires | Wires | Wires | Wires | Wires | Wires | Wires | Retail | Retail | Retail | Retail | Retail | Retail | Retail | Retail | Retail
|  |  |  | Cost class: | Energy | Energy | Energy | Energy | Energy | Energy | Demand | Demand | Customer | Energy | Energy | Energy | Energy | Energy | Energy | Demand | Demand | Customer | Energy | Energy | Energy | Energy | Energy | Energy | Demand | Demand | Customer | Energy | Energy | Energy | Energy | Energy | Energy | Demand | Demand | Customer | Energy | Energy | Energy | Energy | Energy | Energy | Demand | Demand | Customer | Energy | Energy | Energy | Energy | Energy | Energy | Demand | Demand | Customer | Energy | Energy | Energy | Energy | Energy | Energy | Demand | Demand | Customer | Energy | Energy | Energy | Energy | Energy | Energy | Demand | Demand | Customer | Energy | Energy | Energy | Energy | Energy | Energy | Demand | Demand | Customer | Energy | Energy | Energy | Energy | Energy | Energy | Demand | Demand | Customer | Energy | Energy | Energy | Energy | Energy | Energy | Demand | Demand | Customer | Energy | Energy | Energy | Energy | Energy | Energy | Demand | Demand | Customer | Energy | Energy | Energy | Energy | Energy | Energy | Demand | Demand | Customer | Energy | Energy | Energy | Energy | Energy | Energy | Demand | Demand | Customer | Energy | Energy | Energy | Energy | Energy | Energy | Demand | Demand | Customer | Energy | Energy | Energy | Energy | Energy | Energy | Demand | Demand | Customer | Energy | Energy | Energy | Energy | Energy | Energy | Demand | Demand | Customer | Energy | Energy | Energy | Energy | Energy | Energy | Demand | Demand | Customer | Energy | Energy | Energy | Energy | Energy | Energy | Demand | Demand | Customer | Energy | Energy | Energy | Energy | Energy | Energy | Demand | Demand | Customer | Energy | Energy | Energy | Energy | Energy | Energy | Demand | Demand | Customer | Energy | Energy | Energy | Energy | Energy | Energy | Demand | Demand | Customer | Energy | Energy | Energy | Energy | Energy | Energy | Demand | Demand | Customer | Energy | Energy | Energy | Energy | Energy | Energy | Demand | Demand | Customer | Energy | Energy | Energy | Energy | Energy | Energy | Demand | Demand | Customer | Energy | Energy | Energy | Energy | Energy | Energy | Demand | Demand | Customer | Energy | Energy | Energy | Energy | Energy | Energy | Demand | Demand | Customer | Energy | Energy | Energy | Energy | Energy | Energy | Demand | Demand | Customer | Energy | Energy | Energy | Energy | Energy | Energy | Demand | Demand | Customer | Energy | Energy | Energy | Energy | Energy | Energy | Demand | Demand | Customer | Energy | Energy | Energy | Energy | Energy | Energy | Demand | Demand | Customer | Energy | Energy | Energy | Energy | Energy | Energy | Demand | Demand | Customer | Energy | Energy | Energy | Energy | Energy | Energy | Demand | Demand | Customer | Energy | Energy | Energy | Energy | Energy | Energy | Demand | Demand | Customer | Energy | Energy | Energy | Energy | Energy | Energy | Demand | Demand | Customer | Energy | Energy | Energy | Energy | Energy | Energy | Demand | Demand | Customer | Energy | Energy | Energy | Energy | Energy | Energy | Demand | Demand | Customer | Energy | Energy | Energy | Energy | Energy | Energy | Demand | Demand | Customer | Energy | Energy | Energy | Energy | Energy | Energy | Demand | Demand | Customer | Energy | Energy | Energy | Energy | Energy | Energy | Demand | Demand | Customer
|  |  |  | Season: | High season | High season | High season | Low season | Low season | Low season | High season | Low season | All | High season | High season | High season | Low season | Low season | Low season | High season | Low season | All | High season | High season | High season | Low season | Low season | Low season | High season | Low season | All | High season | High season | High season | Low season | Low season | Low season | High season | Low season | All | High season | High season | High season | Low season | Low season | Low season | High season | Low season | All | High season | High season | High season | Low season | Low season | Low season | High season | Low season | All | High season | High season | High season | Low season | Low season | Low season | High season | Low season | All | High season | High season | High season | Low season | Low season | Low season | High season | Low season | All | High season | High season | High season | Low season | Low season | Low season | High season | Low season | All | High season | High season | High season | Low season | Low season | Low season | High season | Low season | All | High season | High season | High season | Low season | Low season | Low season | High season | Low season | All | High season | High season | High season | Low season | Low season | Low season | High season | Low season | All | High season | High season | High season | Low season | Low season | Low season | High season | Low season | All | High season | High season | High season | Low season | Low season | Low season | High season | Low season | All | High season | High season | High season | Low season | Low season | Low season | High season | Low season | All | High season | High season | High season | Low season | Low season | Low season | High season | Low season | All | High season | High season | High season | Low season | Low season | Low season | High season | Low season | All | High season | High season | High season | Low season | Low season | Low season | High season | Low season | All | High season | High season | High season | Low season | Low season | Low season | High season | Low season | All | High season | High season | High season | Low season | Low season | Low season | High season | Low season | All | High season | High season | High season | Low season | Low season | Low season | High season | Low season | All | High season | High season | High season | Low season | Low season | Low season | High season | Low season | All | High season | High season | High season | Low season | Low season | Low season | High season | Low season | All | High season | High season | High season | Low season | Low season | Low season | High season | Low season | All | High season | High season | High season | Low season | Low season | Low season | High season | Low season | All | High season | High season | High season | Low season | Low season | Low season | High season | Low season | All | High season | High season | High season | Low season | Low season | Low season | High season | Low season | All | High season | High season | High season | Low season | Low season | Low season | High season | Low season | All | High season | High season | High season | Low season | Low season | Low season | High season | Low season | All | High season | High season | High season | Low season | Low season | Low season | High season | Low season | All | High season | High season | High season | Low season | Low season | Low season | High season | Low season | All | High season | High season | High season | Low season | Low season | Low season | High season | Low season | All | High season | High season | High season | Low season | Low season | Low season | High season | Low season | All | High season | High season | High season | Low season | Low season | Low season | High season | Low season | All | High season | High season | High season | Low season | Low season | Low season | High season | Low season | All | High season | High season | High season | Low season | Low season | Low season | High season | Low season | All | High season | High season | High season | Low season | Low season | Low season | High season | Low season | All | High season | High season | High season | Low season | Low season | Low season | High season | Low season | All | High season | High season | High season | Low season | Low season | Low season | High season | Low season | All | High season | High season | High season | Low season | Low season | Low season | High season | Low season | All
|  |  |  | TOU: | Offpeak | Standard | Peak | Offpeak | Standard | Peak | All | All | All | Offpeak | Standard | Peak | Offpeak | Standard | Peak | All | All | All | Offpeak | Standard | Peak | Offpeak | Standard | Peak | All | All | All | Offpeak | Standard | Peak | Offpeak | Standard | Peak | All | All | All | Offpeak | Standard | Peak | Offpeak | Standard | Peak | All | All | All | Offpeak | Standard | Peak | Offpeak | Standard | Peak | All | All | All | Offpeak | Standard | Peak | Offpeak | Standard | Peak | All | All | All | Offpeak | Standard | Peak | Offpeak | Standard | Peak | All | All | All | Offpeak | Standard | Peak | Offpeak | Standard | Peak | All | All | All | Offpeak | Standard | Peak | Offpeak | Standard | Peak | All | All | All | Offpeak | Standard | Peak | Offpeak | Standard | Peak | All | All | All | Offpeak | Standard | Peak | Offpeak | Standard | Peak | All | All | All | Offpeak | Standard | Peak | Offpeak | Standard | Peak | All | All | All | Offpeak | Standard | Peak | Offpeak | Standard | Peak | All | All | All | Offpeak | Standard | Peak | Offpeak | Standard | Peak | All | All | All | Offpeak | Standard | Peak | Offpeak | Standard | Peak | All | All | All | Offpeak | Standard | Peak | Offpeak | Standard | Peak | All | All | All | Offpeak | Standard | Peak | Offpeak | Standard | Peak | All | All | All | Offpeak | Standard | Peak | Offpeak | Standard | Peak | All | All | All | Offpeak | Standard | Peak | Offpeak | Standard | Peak | All | All | All | Offpeak | Standard | Peak | Offpeak | Standard | Peak | All | All | All | Offpeak | Standard | Peak | Offpeak | Standard | Peak | All | All | All | Offpeak | Standard | Peak | Offpeak | Standard | Peak | All | All | All | Offpeak | Standard | Peak | Offpeak | Standard | Peak | All | All | All | Offpeak | Standard | Peak | Offpeak | Standard | Peak | All | All | All | Offpeak | Standard | Peak | Offpeak | Standard | Peak | All | All | All | Offpeak | Standard | Peak | Offpeak | Standard | Peak | All | All | All | Offpeak | Standard | Peak | Offpeak | Standard | Peak | All | All | All | Offpeak | Standard | Peak | Offpeak | Standard | Peak | All | All | All | Offpeak | Standard | Peak | Offpeak | Standard | Peak | All | All | All | Offpeak | Standard | Peak | Offpeak | Standard | Peak | All | All | All | Offpeak | Standard | Peak | Offpeak | Standard | Peak | All | All | All | Offpeak | Standard | Peak | Offpeak | Standard | Peak | All | All | All | Offpeak | Standard | Peak | Offpeak | Standard | Peak | All | All | All | Offpeak | Standard | Peak | Offpeak | Standard | Peak | All | All | All | Offpeak | Standard | Peak | Offpeak | Standard | Peak | All | All | All | Offpeak | Standard | Peak | Offpeak | Standard | Peak | All | All | All | Offpeak | Standard | Peak | Offpeak | Standard | Peak | All | All | All | Offpeak | Standard | Peak | Offpeak | Standard | Peak | All | All | All | Offpeak | Standard | Peak | Offpeak | Standard | Peak | All | All | All
Customer Categories
|  |  | 1 | Domestic (Standard) | 0 | 0 | 0 | 0 | 0 | 0 | 0 | 0 | 0 | 30129733.6381 | 42116357.647 | 67650842.0439 | 80919755.561 | 102972348.8507 | 73800086.0742 | 14507438.4317 | 40538539.5989 | 1664.9676 | 3181516.6391 | 4447231.2381 | 7143517.5033 | 8544634.0762 | 10873253.8154 | 7792840.2764 | 1531897.2718 | 4280623.2477 | 175.8105 | 1270905.718 | 1776514.8672 | 2853587.8548 | 3413285.4035 | 4343488.3467 | 3112969.816 | 611939.9088 | 1709960.7449 | 70.2302 | 0 | 0 | 0 | 0 | 0 | 0 | 0 | 0 | 0 | 0 | 0 | 0 | 0 | 0 | 0 | 0 | 0 | 0 | 0 | 0 | 0 | 0 | 0 | 0 | 0 | 0 | 0 | 0 | 0 | 0 | 0 | 0 | 0 | 0 | 0 | 0 | 0 | 0 | 0 | 0 | 0 | 0 | 9407373.7042 | 20595279.2861 | 0 | 0 | 0 | 0 | 0 | 0 | 0 | 0 | 0 | 0 | 0 | 0 | 0 | 0 | 0 | 0 | 15642386.7336 | 34245405.1053 | 0 | 0 | 0 | 0 | 0 | 0 | 0 | 0 | 0 | 0 | 0 | 0 | 0 | 0 | 0 | 0 | 0 | 0 | 21622692.9504 | 0 | 0 | 0 | 0 | 0 | 0 | 0 | 0 | 36815858.4759 | 0 | 0 | 0 | 0 | 0 | 0 | 0 | 0 | 0 | 0 | 0 | 0 | 0 | 0 | 0 | 0 | 0 | 0 | 0 | 0 | 0 | 0 | 0 | 0 | 0 | 0 | 0 | 0 | 0 | 0 | 0 | 0 | 0 | 0 | 0 | 0 | 0 | 0 | 0 | 0 | 0 | 0 | 0 | 0 | 0 | 0 | 0 | 0 | 0 | 0 | 0 | 0 | 0 | 0 | 0 | 0 | 0 | 0 | 0 | 0 | 0 | 0 | 0 | 0 | 0 | 0 | 0 | 0 | 0 | 0 | 0 | 0 | 0 | 0 | 0 | 0 | 0 | 0 | 0 | 0 | 0 | 0 | 0 | 0 | 0 | 0 | 0 | 0 | 0 | 0 | 0 | 0 | 0 | 0 | 0 | 0 | 0 | 0 | 0 | 0 | 0 | 0 | 0 | 0 | 0 | 0 | 0 | 0 | 0 | 0 | 0 | 0 | 0 | 0 | 0 | 0 | 0 | 0 | 0 | 0 | 0 | 0 | 0 | 0 | 0 | 0 | 0 | 0 | 0 | 0 | 0 | 0 | 0 | 0 | 0 | 0 | 0 | 0 | 0 | 0 | 0 | 0 | 0 | 0 | 0 | 0 | 0 | 0 | 0 | 0 | 0 | 0 | 0 | 0 | 0 | 0 | 0 | 0 | 0 | 0 | 0 | 0 | 0 | 0 | 0 | 0 | 0 | 0 | 0 | 0 | 0 | 0 | 0 | 0 | 0 | 0 | 0 | 0 | 0 | 0 | 0 | 0 | 0 | 0 | 0 | 0 | 0 | 0 | 0 | 0 | 0 | 0 | 0 | 0 | 0 | 0 | 0 | 0 | 0 | 0 | 0 | 0 | 0 | 0 | 0 | 0 | 0 | 0 | 0 | 0 | 0 | 0 | 0 | 0 | 0 | 0 | 0 | 0 | 0 | 0 | 0 | 0 | 0 | 0 | 0 | 0 | 0 | 0 | 0 | 0 | 0 | 0 | 0 | 0
|  |  | 2 | Domestic (Large) | 0 | 0 | 0 | 0 | 0 | 0 | 0 | 0 | 0 | 2560794.3668 | 3579564.7153 | 5749798.4315 | 6877553.4723 | 8751853.3698 | 6272436.6221 | 1375637.5933 | 3843982.4724 | 99.2719 | 270404.3117 | 377980.2649 | 607143.7471 | 726227.821 | 924142.4917 | 662331.1617 | 145258.964 | 405901.172 | 10.4825 | 108017.1581 | 150990.026 | 242532.9009 | 290102.8645 | 369162.9214 | 264578.3618 | 58025.9256 | 162143.4614 | 4.1874 | 0 | 0 | 0 | 0 | 0 | 0 | 0 | 0 | 0 | 0 | 0 | 0 | 0 | 0 | 0 | 0 | 0 | 0 | 0 | 0 | 0 | 0 | 0 | 0 | 0 | 0 | 0 | 0 | 0 | 0 | 0 | 0 | 0 | 0 | 0 | 0 | 0 | 0 | 0 | 0 | 0 | 0 | 892034.592 | 1952904.4059 | 0 | 0 | 0 | 0 | 0 | 0 | 0 | 0 | 0 | 0 | 0 | 0 | 0 | 0 | 0 | 0 | 1483256.6991 | 3247249.1187 | 0 | 0 | 0 | 0 | 0 | 0 | 0 | 0 | 0 | 0 | 0 | 0 | 0 | 0 | 0 | 0 | 0 | 0 | 1289229.6536 | 0 | 0 | 0 | 0 | 0 | 0 | 0 | 0 | 2195105.6966 | 0 | 0 | 0 | 0 | 0 | 0 | 0 | 0 | 0 | 0 | 0 | 0 | 0 | 0 | 0 | 0 | 0 | 0 | 0 | 0 | 0 | 0 | 0 | 0 | 0 | 0 | 0 | 0 | 0 | 0 | 0 | 0 | 0 | 0 | 0 | 0 | 0 | 0 | 0 | 0 | 0 | 0 | 0 | 0 | 0 | 0 | 0 | 0 | 0 | 0 | 0 | 0 | 0 | 0 | 0 | 0 | 0 | 0 | 0 | 0 | 0 | 0 | 0 | 0 | 0 | 0 | 0 | 0 | 0 | 0 | 0 | 0 | 0 | 0 | 0 | 0 | 0 | 0 | 0 | 0 | 0 | 0 | 0 | 0 | 0 | 0 | 0 | 0 | 0 | 0 | 0 | 0 | 0 | 0 | 0 | 0 | 0 | 0 | 0 | 0 | 0 | 0 | 0 | 0 | 0 | 0 | 0 | 0 | 0 | 0 | 0 | 0 | 0 | 0 | 0 | 0 | 0 | 0 | 0 | 0 | 0 | 0 | 0 | 0 | 0 | 0 | 0 | 0 | 0 | 0 | 0 | 0 | 0 | 0 | 0 | 0 | 0 | 0 | 0 | 0 | 0 | 0 | 0 | 0 | 0 | 0 | 0 | 0 | 0 | 0 | 0 | 0 | 0 | 0 | 0 | 0 | 0 | 0 | 0 | 0 | 0 | 0 | 0 | 0 | 0 | 0 | 0 | 0 | 0 | 0 | 0 | 0 | 0 | 0 | 0 | 0 | 0 | 0 | 0 | 0 | 0 | 0 | 0 | 0 | 0 | 0 | 0 | 0 | 0 | 0 | 0 | 0 | 0 | 0 | 0 | 0 | 0 | 0 | 0 | 0 | 0 | 0 | 0 | 0 | 0 | 0 | 0 | 0 | 0 | 0 | 0 | 0 | 0 | 0 | 0 | 0 | 0 | 0 | 0 | 0 | 0 | 0 | 0 | 0 | 0 | 0 | 0 | 0 | 0 | 0 | 0 | 0 | 0 | 0
|  |  | 3 | Commercial Small | 0 | 0 | 0 | 0 | 0 | 0 | 0 | 0 | 0 | 3229265.4812 | 4513976.1797 | 7250728.8519 | 8672873.6643 | 11036441.7973 | 7909796.7919 | 1702542.5643 | 4757462.145 | 3460.0932 | 340990.7961 | 476648.433 | 765632.8717 | 915802.7151 | 1165381.136 | 835226.438 | 179778.1408 | 502359.0702 | 365.3648 | 136214.0142 | 190404.5421 | 305843.8175 | 365831.4695 | 465529.4054 | 333644.0372 | 71815.1413 | 200675.0513 | 145.9506 | 0 | 0 | 0 | 0 | 0 | 0 | 0 | 0 | 0 | 0 | 0 | 0 | 0 | 0 | 0 | 0 | 0 | 0 | 0 | 0 | 0 | 0 | 0 | 0 | 0 | 0 | 0 | 0 | 0 | 0 | 0 | 0 | 0 | 0 | 0 | 0 | 0 | 0 | 0 | 0 | 0 | 0 | 1104016.6894 | 2416990.4131 | 0 | 0 | 0 | 0 | 0 | 0 | 0 | 0 | 0 | 0 | 0 | 0 | 0 | 0 | 0 | 0 | 1835736.1533 | 4018921.7481 | 0 | 0 | 0 | 0 | 0 | 0 | 0 | 0 | 0 | 0 | 0 | 0 | 0 | 0 | 0 | 0 | 0 | 0 | 44935729.5289 | 0 | 0 | 0 | 0 | 0 | 0 | 0 | 0 | 76509778.992 | 0 | 0 | 0 | 0 | 0 | 0 | 0 | 0 | 0 | 0 | 0 | 0 | 0 | 0 | 0 | 0 | 0 | 0 | 0 | 0 | 0 | 0 | 0 | 0 | 0 | 0 | 0 | 0 | 0 | 0 | 0 | 0 | 0 | 0 | 0 | 0 | 0 | 0 | 0 | 0 | 0 | 0 | 0 | 0 | 0 | 0 | 0 | 0 | 0 | 0 | 0 | 0 | 0 | 0 | 0 | 0 | 0 | 0 | 0 | 0 | 0 | 0 | 0 | 0 | 0 | 0 | 0 | 0 | 0 | 0 | 0 | 0 | 0 | 0 | 0 | 0 | 0 | 0 | 0 | 0 | 0 | 0 | 0 | 0 | 0 | 0 | 0 | 0 | 0 | 0 | 0 | 0 | 0 | 0 | 0 | 0 | 0 | 0 | 0 | 0 | 0 | 0 | 0 | 0 | 0 | 0 | 0 | 0 | 0 | 0 | 0 | 0 | 0 | 0 | 0 | 0 | 0 | 0 | 0 | 0 | 0 | 0 | 0 | 0 | 0 | 0 | 0 | 0 | 0 | 0 | 0 | 0 | 0 | 0 | 0 | 0 | 0 | 0 | 0 | 0 | 0 | 0 | 0 | 0 | 0 | 0 | 0 | 0 | 0 | 0 | 0 | 0 | 0 | 0 | 0 | 0 | 0 | 0 | 0 | 0 | 0 | 0 | 0 | 0 | 0 | 0 | 0 | 0 | 0 | 0 | 0 | 0 | 0 | 0 | 0 | 0 | 0 | 0 | 0 | 0 | 0 | 0 | 0 | 0 | 0 | 0 | 0 | 0 | 0 | 0 | 0 | 0 | 0 | 0 | 0 | 0 | 0 | 0 | 0 | 0 | 0 | 0 | 0 | 0 | 0 | 0 | 0 | 0 | 0 | 0 | 0 | 0 | 0 | 0 | 0 | 0 | 0 | 0 | 0 | 0 | 0 | 0 | 0 | 0 | 0 | 0 | 0 | 0 | 0 | 0 | 0 | 0 | 0 | 0
|  |  | 4 | Commercial Medium | 0 | 0 | 0 | 0 | 0 | 0 | 0 | 0 | 0 | 7414352.7351 | 10364032.2634 | 16647581.8129 | 19912808.3299 | 25339530.8937 | 18160793.4742 | 2220250.7969 | 6204108.6905 | 422.1342 | 782910.5587 | 1094378.7785 | 1757883.3977 | 2102671.4605 | 2675700.3608 | 1917669.3466 | 234444.9818 | 655116.1476 | 44.5748 | 312745.6551 | 437166.4225 | 702213.54 | 839944.4307 | 1068849.6317 | 766042.493 | 93652.6511 | 261696.2136 | 17.8061 | 0 | 0 | 0 | 0 | 0 | 0 | 0 | 0 | 0 | 0 | 0 | 0 | 0 | 0 | 0 | 0 | 0 | 0 | 0 | 0 | 0 | 0 | 0 | 0 | 0 | 0 | 0 | 0 | 0 | 0 | 0 | 0 | 0 | 0 | 0 | 0 | 0 | 0 | 0 | 0 | 0 | 0 | 1439725.4941 | 3151947.5656 | 0 | 0 | 0 | 0 | 0 | 0 | 0 | 0 | 0 | 0 | 0 | 0 | 0 | 0 | 0 | 0 | 2393945.8213 | 5240993.3245 | 0 | 0 | 0 | 0 | 0 | 0 | 0 | 0 | 0 | 0 | 0 | 0 | 0 | 0 | 0 | 0 | 0 | 0 | 5482195.5505 | 0 | 0 | 0 | 0 | 0 | 0 | 0 | 0 | 9334255.2654 | 0 | 0 | 0 | 0 | 0 | 0 | 0 | 0 | 0 | 0 | 0 | 0 | 0 | 0 | 0 | 0 | 0 | 0 | 0 | 0 | 0 | 0 | 0 | 0 | 0 | 0 | 0 | 0 | 0 | 0 | 0 | 0 | 0 | 0 | 0 | 0 | 0 | 0 | 0 | 0 | 0 | 0 | 0 | 0 | 0 | 0 | 0 | 0 | 0 | 0 | 0 | 0 | 0 | 0 | 0 | 0 | 0 | 0 | 0 | 0 | 0 | 0 | 0 | 0 | 0 | 0 | 0 | 0 | 0 | 0 | 0 | 0 | 0 | 0 | 0 | 0 | 0 | 0 | 0 | 0 | 0 | 0 | 0 | 0 | 0 | 0 | 0 | 0 | 0 | 0 | 0 | 0 | 0 | 0 | 0 | 0 | 0 | 0 | 0 | 0 | 0 | 0 | 0 | 0 | 0 | 0 | 0 | 0 | 0 | 0 | 0 | 0 | 0 | 0 | 0 | 0 | 0 | 0 | 0 | 0 | 0 | 0 | 0 | 0 | 0 | 0 | 0 | 0 | 0 | 0 | 0 | 0 | 0 | 0 | 0 | 0 | 0 | 0 | 0 | 0 | 0 | 0 | 0 | 0 | 0 | 0 | 0 | 0 | 0 | 0 | 0 | 0 | 0 | 0 | 0 | 0 | 0 | 0 | 0 | 0 | 0 | 0 | 0 | 0 | 0 | 0 | 0 | 0 | 0 | 0 | 0 | 0 | 0 | 0 | 0 | 0 | 0 | 0 | 0 | 0 | 0 | 0 | 0 | 0 | 0 | 0 | 0 | 0 | 0 | 0 | 0 | 0 | 0 | 0 | 0 | 0 | 0 | 0 | 0 | 0 | 0 | 0 | 0 | 0 | 0 | 0 | 0 | 0 | 0 | 0 | 0 | 0 | 0 | 0 | 0 | 0 | 0 | 0 | 0 | 0 | 0 | 0 | 0 | 0 | 0 | 0 | 0 | 0 | 0 | 0 | 0 | 0 | 0 | 0
|  |  | 5 | Commercial Large | 0 | 0 | 0 | 0 | 0 | 0 | 0 | 0 | 0 | 11281265.845 | 15769333.7998 | 25330032.5486 | 30298219.213 | 38555217.7799 | 27632451.066 | 2720464.0433 | 7601868.5081 | 50.6561 | 1191233.0665 | 1665145.7485 | 2674697.3933 | 3199307.6912 | 4071196.5251 | 2917818.7866 | 287264.4586 | 802711.0839 | 5.349 | 475856.3564 | 665168.0607 | 1068448.981 | 1278012.6271 | 1626302.0219 | 1165567.5581 | 114752.2029 | 320655.2793 | 2.1367 | 0 | 0 | 0 | 0 | 0 | 0 | 0 | 0 | 0 | 0 | 0 | 0 | 0 | 0 | 0 | 0 | 0 | 0 | 0 | 0 | 0 | 0 | 0 | 0 | 0 | 0 | 0 | 0 | 0 | 0 | 0 | 0 | 0 | 0 | 0 | 0 | 0 | 0 | 0 | 0 | 0 | 0 | 1764089.6444 | 3862068.2089 | 0 | 0 | 0 | 0 | 0 | 0 | 0 | 0 | 0 | 0 | 0 | 0 | 0 | 0 | 0 | 0 | 2933291.8324 | 6421767.2663 | 0 | 0 | 0 | 0 | 0 | 0 | 0 | 0 | 0 | 0 | 0 | 0 | 0 | 0 | 0 | 0 | 0 | 0 | 657863.4661 | 0 | 0 | 0 | 0 | 0 | 0 | 0 | 0 | 1120110.6318 | 0 | 0 | 0 | 0 | 0 | 0 | 0 | 0 | 0 | 0 | 0 | 0 | 0 | 0 | 0 | 0 | 0 | 0 | 0 | 0 | 0 | 0 | 0 | 0 | 0 | 0 | 0 | 0 | 0 | 0 | 0 | 0 | 0 | 0 | 0 | 0 | 0 | 0 | 0 | 0 | 0 | 0 | 0 | 0 | 0 | 0 | 0 | 0 | 0 | 0 | 0 | 0 | 0 | 0 | 0 | 0 | 0 | 0 | 0 | 0 | 0 | 0 | 0 | 0 | 0 | 0 | 0 | 0 | 0 | 0 | 0 | 0 | 0 | 0 | 0 | 0 | 0 | 0 | 0 | 0 | 0 | 0 | 0 | 0 | 0 | 0 | 0 | 0 | 0 | 0 | 0 | 0 | 0 | 0 | 0 | 0 | 0 | 0 | 0 | 0 | 0 | 0 | 0 | 0 | 0 | 0 | 0 | 0 | 0 | 0 | 0 | 0 | 0 | 0 | 0 | 0 | 0 | 0 | 0 | 0 | 0 | 0 | 0 | 0 | 0 | 0 | 0 | 0 | 0 | 0 | 0 | 0 | 0 | 0 | 0 | 0 | 0 | 0 | 0 | 0 | 0 | 0 | 0 | 0 | 0 | 0 | 0 | 0 | 0 | 0 | 0 | 0 | 0 | 0 | 0 | 0 | 0 | 0 | 0 | 0 | 0 | 0 | 0 | 0 | 0 | 0 | 0 | 0 | 0 | 0 | 0 | 0 | 0 | 0 | 0 | 0 | 0 | 0 | 0 | 0 | 0 | 0 | 0 | 0 | 0 | 0 | 0 | 0 | 0 | 0 | 0 | 0 | 0 | 0 | 0 | 0 | 0 | 0 | 0 | 0 | 0 | 0 | 0 | 0 | 0 | 0 | 0 | 0 | 0 | 0 | 0 | 0 | 0 | 0 | 0 | 0 | 0 | 0 | 0 | 0 | 0 | 0 | 0 | 0 | 0 | 0 | 0 | 0 | 0 | 0 | 0 | 0 | 0 | 0
|  |  | 6 | Industrial Medium | 0 | 0 | 0 | 0 | 0 | 0 | 0 | 0 | 0 | 31496435.4942 | 44026779.5863 | 70719522.7199 | 84590321.7017 | 107643233.1668 | 77147699.9571 | 7094188.7578 | 19823489.3938 | 1080.6635 | 3325832.0436 | 4648960.1768 | 7467551.5205 | 8932223.5382 | 11366470.7933 | 8146327.944 | 749103.1897 | 2093239.924 | 114.1115 | 1328554.7243 | 1857098.5921 | 2983028.2231 | 3568113.971 | 4540511.4488 | 3254175.8975 | 299240.782 | 836176.8585 | 45.5836 | 0 | 0 | 0 | 0 | 0 | 0 | 0 | 0 | 0 | 0 | 0 | 0 | 0 | 0 | 0 | 0 | 0 | 0 | 0 | 0 | 0 | 0 | 0 | 0 | 0 | 0 | 0 | 0 | 0 | 0 | 0 | 0 | 0 | 0 | 0 | 0 | 0 | 0 | 0 | 0 | 0 | 0 | 4600239.0489 | 10071164.4901 | 0 | 0 | 0 | 0 | 0 | 0 | 0 | 0 | 0 | 0 | 0 | 0 | 0 | 0 | 0 | 0 | 7649182.4958 | 16746124.3451 | 0 | 0 | 0 | 0 | 0 | 0 | 0 | 0 | 0 | 0 | 0 | 0 | 0 | 0 | 0 | 0 | 0 | 0 | 14034420.6093 | 0 | 0 | 0 | 0 | 0 | 0 | 0 | 0 | 23895693.4794 | 0 | 0 | 0 | 0 | 0 | 0 | 0 | 0 | 0 | 0 | 0 | 0 | 0 | 0 | 0 | 0 | 0 | 0 | 0 | 0 | 0 | 0 | 0 | 0 | 0 | 0 | 0 | 0 | 0 | 0 | 0 | 0 | 0 | 0 | 0 | 0 | 0 | 0 | 0 | 0 | 0 | 0 | 0 | 0 | 0 | 0 | 0 | 0 | 0 | 0 | 0 | 0 | 0 | 0 | 0 | 0 | 0 | 0 | 0 | 0 | 0 | 0 | 0 | 0 | 0 | 0 | 0 | 0 | 0 | 0 | 0 | 0 | 0 | 0 | 0 | 0 | 0 | 0 | 0 | 0 | 0 | 0 | 0 | 0 | 0 | 0 | 0 | 0 | 0 | 0 | 0 | 0 | 0 | 0 | 0 | 0 | 0 | 0 | 0 | 0 | 0 | 0 | 0 | 0 | 0 | 0 | 0 | 0 | 0 | 0 | 0 | 0 | 0 | 0 | 0 | 0 | 0 | 0 | 0 | 0 | 0 | 0 | 0 | 0 | 0 | 0 | 0 | 0 | 0 | 0 | 0 | 0 | 0 | 0 | 0 | 0 | 0 | 0 | 0 | 0 | 0 | 0 | 0 | 0 | 0 | 0 | 0 | 0 | 0 | 0 | 0 | 0 | 0 | 0 | 0 | 0 | 0 | 0 | 0 | 0 | 0 | 0 | 0 | 0 | 0 | 0 | 0 | 0 | 0 | 0 | 0 | 0 | 0 | 0 | 0 | 0 | 0 | 0 | 0 | 0 | 0 | 0 | 0 | 0 | 0 | 0 | 0 | 0 | 0 | 0 | 0 | 0 | 0 | 0 | 0 | 0 | 0 | 0 | 0 | 0 | 0 | 0 | 0 | 0 | 0 | 0 | 0 | 0 | 0 | 0 | 0 | 0 | 0 | 0 | 0 | 0 | 0 | 0 | 0 | 0 | 0 | 0 | 0 | 0 | 0 | 0 | 0 | 0 | 0 | 0 | 0 | 0 | 0 | 0
|  |  | 7 | Industrial Large | 0 | 0 | 0 | 0 | 0 | 0 | 0 | 0 | 0 | 3099112.4243 | 4332043.848 | 6958493.8124 | 8323320.174 | 10591626.5145 | 7590998.5269 | 713380.0312 | 1993417.7065 | 208.2529 | 327247.4248 | 457437.4851 | 734774.6287 | 878891.9923 | 1118411.3473 | 801563.28 | 75328.5929 | 210492.7869 | 21.9902 | 130724.0133 | 182730.4338 | 293517.0181 | 351086.914 | 446766.6014 | 320196.7714 | 30091.1642 | 84084.5788 | 8.7843 | 0 | 0 | 0 | 0 | 0 | 0 | 0 | 0 | 0 | 0 | 0 | 0 | 0 | 0 | 0 | 0 | 0 | 0 | 0 | 0 | 0 | 0 | 0 | 0 | 0 | 0 | 0 | 0 | 0 | 0 | 0 | 0 | 0 | 0 | 0 | 0 | 0 | 0 | 0 | 0 | 0 | 0 | 462592.523 | 1012739.8472 | 0 | 0 | 0 | 0 | 0 | 0 | 0 | 0 | 0 | 0 | 0 | 0 | 0 | 0 | 0 | 0 | 769189.2948 | 1683962.9049 | 0 | 0 | 0 | 0 | 0 | 0 | 0 | 0 | 0 | 0 | 0 | 0 | 0 | 0 | 0 | 0 | 0 | 0 | 2704549.8049 | 0 | 0 | 0 | 0 | 0 | 0 | 0 | 0 | 4604899.2643 | 0 | 0 | 0 | 0 | 0 | 0 | 0 | 0 | 0 | 0 | 0 | 0 | 0 | 0 | 0 | 0 | 0 | 0 | 0 | 0 | 0 | 0 | 0 | 0 | 0 | 0 | 0 | 0 | 0 | 0 | 0 | 0 | 0 | 0 | 0 | 0 | 0 | 0 | 0 | 0 | 0 | 0 | 0 | 0 | 0 | 0 | 0 | 0 | 0 | 0 | 0 | 0 | 0 | 0 | 0 | 0 | 0 | 0 | 0 | 0 | 0 | 0 | 0 | 0 | 0 | 0 | 0 | 0 | 0 | 0 | 0 | 0 | 0 | 0 | 0 | 0 | 0 | 0 | 0 | 0 | 0 | 0 | 0 | 0 | 0 | 0 | 0 | 0 | 0 | 0 | 0 | 0 | 0 | 0 | 0 | 0 | 0 | 0 | 0 | 0 | 0 | 0 | 0 | 0 | 0 | 0 | 0 | 0 | 0 | 0 | 0 | 0 | 0 | 0 | 0 | 0 | 0 | 0 | 0 | 0 | 0 | 0 | 0 | 0 | 0 | 0 | 0 | 0 | 0 | 0 | 0 | 0 | 0 | 0 | 0 | 0 | 0 | 0 | 0 | 0 | 0 | 0 | 0 | 0 | 0 | 0 | 0 | 0 | 0 | 0 | 0 | 0 | 0 | 0 | 0 | 0 | 0 | 0 | 0 | 0 | 0 | 0 | 0 | 0 | 0 | 0 | 0 | 0 | 0 | 0 | 0 | 0 | 0 | 0 | 0 | 0 | 0 | 0 | 0 | 0 | 0 | 0 | 0 | 0 | 0 | 0 | 0 | 0 | 0 | 0 | 0 | 0 | 0 | 0 | 0 | 0 | 0 | 0 | 0 | 0 | 0 | 0 | 0 | 0 | 0 | 0 | 0 | 0 | 0 | 0 | 0 | 0 | 0 | 0 | 0 | 0 | 0 | 0 | 0 | 0 | 0 | 0 | 0 | 0 | 0 | 0 | 0 | 0 | 0 | 0 | 0 | 0 | 0 | 0
|  |  | 8 | Commercial Medium-Flexi-time | 0 | 0 | 0 | 0 | 0 | 0 | 0 | 0 | 0 | 13891.988 | 19418.6893 | 31191.9349 | 37309.8644 | 47477.7061 | 34027.1815 | 4313.2773 | 12052.711 | 1.4071 | 1466.9095 | 2050.4955 | 3293.6786 | 3939.6948 | 5013.357 | 3593.0634 | 455.4559 | 1272.693 | 0.14858 | 585.9795 | 819.1019 | 1315.7105 | 1573.7716 | 2002.6625 | 1435.3044 | 181.9388 | 508.3968 | 0.059354 | 0 | 0 | 0 | 0 | 0 | 0 | 0 | 0 | 0 | 0 | 0 | 0 | 0 | 0 | 0 | 0 | 0 | 0 | 0 | 0 | 0 | 0 | 0 | 0 | 0 | 0 | 0 | 0 | 0 | 0 | 0 | 0 | 0 | 0 | 0 | 0 | 0 | 0 | 0 | 0 | 0 | 0 | 2796.9522 | 6123.283 | 0 | 0 | 0 | 0 | 0 | 0 | 0 | 0 | 0 | 0 | 0 | 0 | 0 | 0 | 0 | 0 | 4650.7143 | 10181.6685 | 0 | 0 | 0 | 0 | 0 | 0 | 0 | 0 | 0 | 0 | 0 | 0 | 0 | 0 | 0 | 0 | 0 | 0 | 18273.9852 | 0 | 0 | 0 | 0 | 0 | 0 | 0 | 0 | 31114.1842 | 0 | 0 | 0 | 0 | 0 | 0 | 0 | 0 | 0 | 0 | 0 | 0 | 0 | 0 | 0 | 0 | 0 | 0 | 0 | 0 | 0 | 0 | 0 | 0 | 0 | 0 | 0 | 0 | 0 | 0 | 0 | 0 | 0 | 0 | 0 | 0 | 0 | 0 | 0 | 0 | 0 | 0 | 0 | 0 | 0 | 0 | 0 | 0 | 0 | 0 | 0 | 0 | 0 | 0 | 0 | 0 | 0 | 0 | 0 | 0 | 0 | 0 | 0 | 0 | 0 | 0 | 0 | 0 | 0 | 0 | 0 | 0 | 0 | 0 | 0 | 0 | 0 | 0 | 0 | 0 | 0 | 0 | 0 | 0 | 0 | 0 | 0 | 0 | 0 | 0 | 0 | 0 | 0 | 0 | 0 | 0 | 0 | 0 | 0 | 0 | 0 | 0 | 0 | 0 | 0 | 0 | 0 | 0 | 0 | 0 | 0 | 0 | 0 | 0 | 0 | 0 | 0 | 0 | 0 | 0 | 0 | 0 | 0 | 0 | 0 | 0 | 0 | 0 | 0 | 0 | 0 | 0 | 0 | 0 | 0 | 0 | 0 | 0 | 0 | 0 | 0 | 0 | 0 | 0 | 0 | 0 | 0 | 0 | 0 | 0 | 0 | 0 | 0 | 0 | 0 | 0 | 0 | 0 | 0 | 0 | 0 | 0 | 0 | 0 | 0 | 0 | 0 | 0 | 0 | 0 | 0 | 0 | 0 | 0 | 0 | 0 | 0 | 0 | 0 | 0 | 0 | 0 | 0 | 0 | 0 | 0 | 0 | 0 | 0 | 0 | 0 | 0 | 0 | 0 | 0 | 0 | 0 | 0 | 0 | 0 | 0 | 0 | 0 | 0 | 0 | 0 | 0 | 0 | 0 | 0 | 0 | 0 | 0 | 0 | 0 | 0 | 0 | 0 | 0 | 0 | 0 | 0 | 0 | 0 | 0 | 0 | 0 | 0 | 0 | 0 | 0 | 0 | 0 | 0
|  |  | 9 | Commercial Large-Flexi-time | 0 | 0 | 0 | 0 | 0 | 0 | 0 | 0 | 0 | 0 | 0 | 0 | 0 | 0 | 0 | 0 | 0 | 0 | 0 | 0 | 0 | 0 | 0 | 0 | 0 | 0 | 0 | 0 | 0 | 0 | 0 | 0 | 0 | 0 | 0 | 0 | 0 | 0 | 0 | 0 | 0 | 0 | 0 | 0 | 0 | 0 | 0 | 0 | 0 | 0 | 0 | 0 | 0 | 0 | 0 | 0 | 0 | 0 | 0 | 0 | 0 | 0 | 0 | 0 | 0 | 0 | 0 | 0 | 0 | 0 | 0 | 0 | 0 | 0 | 0 | 0 | 0 | 0 | 0 | 0 | 0 | 0 | 0 | 0 | 0 | 0 | 0 | 0 | 0 | 0 | 0 | 0 | 0 | 0 | 0 | 0 | 0 | 0 | 0 | 0 | 0 | 0 | 0 | 0 | 0 | 0 | 0 | 0 | 0 | 0 | 0 | 0 | 0 | 0 | 0 | 0 | 0 | 0 | 0 | 0 | 0 | 0 | 0 | 0 | 0 | 0 | 0 | 0 | 0 | 0 | 0 | 0 | 0 | 0 | 0 | 0 | 0 | 0 | 0 | 0 | 0 | 0 | 0 | 0 | 0 | 0 | 0 | 0 | 0 | 0 | 0 | 0 | 0 | 0 | 0 | 0 | 0 | 0 | 0 | 0 | 0 | 0 | 0 | 0 | 0 | 0 | 0 | 0 | 0 | 0 | 0 | 0 | 0 | 0 | 0 | 0 | 0 | 0 | 0 | 0 | 0 | 0 | 0 | 0 | 0 | 0 | 0 | 0 | 0 | 0 | 0 | 0 | 0 | 0 | 0 | 0 | 0 | 0 | 0 | 0 | 0 | 0 | 0 | 0 | 0 | 0 | 0 | 0 | 0 | 0 | 0 | 0 | 0 | 0 | 0 | 0 | 0 | 0 | 0 | 0 | 0 | 0 | 0 | 0 | 0 | 0 | 0 | 0 | 0 | 0 | 0 | 0 | 0 | 0 | 0 | 0 | 0 | 0 | 0 | 0 | 0 | 0 | 0 | 0 | 0 | 0 | 0 | 0 | 0 | 0 | 0 | 0 | 0 | 0 | 0 | 0 | 0 | 0 | 0 | 0 | 0 | 0 | 0 | 0 | 0 | 0 | 0 | 0 | 0 | 0 | 0 | 0 | 0 | 0 | 0 | 0 | 0 | 0 | 0 | 0 | 0 | 0 | 0 | 0 | 0 | 0 | 0 | 0 | 0 | 0 | 0 | 0 | 0 | 0 | 0 | 0 | 0 | 0 | 0 | 0 | 0 | 0 | 0 | 0 | 0 | 0 | 0 | 0 | 0 | 0 | 0 | 0 | 0 | 0 | 0 | 0 | 0 | 0 | 0 | 0 | 0 | 0 | 0 | 0 | 0 | 0 | 0 | 0 | 0 | 0 | 0 | 0 | 0 | 0 | 0 | 0 | 0 | 0 | 0 | 0 | 0 | 0 | 0 | 0 | 0 | 0 | 0 | 0 | 0 | 0 | 0 | 0 | 0 | 0 | 0 | 0 | 0 | 0 | 0 | 0
|  |  | 10 | Industrial Medium-Flexi-time | 0 | 0 | 0 | 0 | 0 | 0 | 0 | 0 | 0 | 0 | 0 | 0 | 0 | 0 | 0 | 0 | 0 | 0 | 0 | 0 | 0 | 0 | 0 | 0 | 0 | 0 | 0 | 0 | 0 | 0 | 0 | 0 | 0 | 0 | 0 | 0 | 0 | 0 | 0 | 0 | 0 | 0 | 0 | 0 | 0 | 0 | 0 | 0 | 0 | 0 | 0 | 0 | 0 | 0 | 0 | 0 | 0 | 0 | 0 | 0 | 0 | 0 | 0 | 0 | 0 | 0 | 0 | 0 | 0 | 0 | 0 | 0 | 0 | 0 | 0 | 0 | 0 | 0 | 0 | 0 | 0 | 0 | 0 | 0 | 0 | 0 | 0 | 0 | 0 | 0 | 0 | 0 | 0 | 0 | 0 | 0 | 0 | 0 | 0 | 0 | 0 | 0 | 0 | 0 | 0 | 0 | 0 | 0 | 0 | 0 | 0 | 0 | 0 | 0 | 0 | 0 | 0 | 0 | 0 | 0 | 0 | 0 | 0 | 0 | 0 | 0 | 0 | 0 | 0 | 0 | 0 | 0 | 0 | 0 | 0 | 0 | 0 | 0 | 0 | 0 | 0 | 0 | 0 | 0 | 0 | 0 | 0 | 0 | 0 | 0 | 0 | 0 | 0 | 0 | 0 | 0 | 0 | 0 | 0 | 0 | 0 | 0 | 0 | 0 | 0 | 0 | 0 | 0 | 0 | 0 | 0 | 0 | 0 | 0 | 0 | 0 | 0 | 0 | 0 | 0 | 0 | 0 | 0 | 0 | 0 | 0 | 0 | 0 | 0 | 0 | 0 | 0 | 0 | 0 | 0 | 0 | 0 | 0 | 0 | 0 | 0 | 0 | 0 | 0 | 0 | 0 | 0 | 0 | 0 | 0 | 0 | 0 | 0 | 0 | 0 | 0 | 0 | 0 | 0 | 0 | 0 | 0 | 0 | 0 | 0 | 0 | 0 | 0 | 0 | 0 | 0 | 0 | 0 | 0 | 0 | 0 | 0 | 0 | 0 | 0 | 0 | 0 | 0 | 0 | 0 | 0 | 0 | 0 | 0 | 0 | 0 | 0 | 0 | 0 | 0 | 0 | 0 | 0 | 0 | 0 | 0 | 0 | 0 | 0 | 0 | 0 | 0 | 0 | 0 | 0 | 0 | 0 | 0 | 0 | 0 | 0 | 0 | 0 | 0 | 0 | 0 | 0 | 0 | 0 | 0 | 0 | 0 | 0 | 0 | 0 | 0 | 0 | 0 | 0 | 0 | 0 | 0 | 0 | 0 | 0 | 0 | 0 | 0 | 0 | 0 | 0 | 0 | 0 | 0 | 0 | 0 | 0 | 0 | 0 | 0 | 0 | 0 | 0 | 0 | 0 | 0 | 0 | 0 | 0 | 0 | 0 | 0 | 0 | 0 | 0 | 0 | 0 | 0 | 0 | 0 | 0 | 0 | 0 | 0 | 0 | 0 | 0 | 0 | 0 | 0 | 0 | 0 | 0 | 0 | 0 | 0 | 0 | 0 | 0 | 0 | 0 | 0 | 0 | 0 | 0
|  |  | 11 | Industrial Large-Flexi-time | 0 | 0 | 0 | 0 | 0 | 0 | 0 | 0 | 0 | 2856948.5458 | 3993539.013 | 6414758.8266 | 7672937.9939 | 9763999.4379 | 6997839.7792 | 791501.9055 | 2211715.8375 | 66.8727 | 301676.392 | 421693.4332 | 677359.5209 | 810215.5894 | 1031018.9612 | 738929.3235 | 83577.7877 | 233543.742 | 7.0614 | 120509.2712 | 168451.9229 | 270581.6709 | 323653.0693 | 411856.3697 | 295176.6748 | 33386.4318 | 93292.637 | 2.8208 | 0 | 0 | 0 | 0 | 0 | 0 | 0 | 0 | 0 | 0 | 0 | 0 | 0 | 0 | 0 | 0 | 0 | 0 | 0 | 0 | 0 | 0 | 0 | 0 | 0 | 0 | 0 | 0 | 0 | 0 | 0 | 0 | 0 | 0 | 0 | 0 | 0 | 0 | 0 | 0 | 0 | 0 | 513250.7884 | 1123644.4584 | 0 | 0 | 0 | 0 | 0 | 0 | 0 | 0 | 0 | 0 | 0 | 0 | 0 | 0 | 0 | 0 | 853422.8124 | 1868372.8023 | 0 | 0 | 0 | 0 | 0 | 0 | 0 | 0 | 0 | 0 | 0 | 0 | 0 | 0 | 0 | 0 | 0 | 0 | 868466.6219 | 0 | 0 | 0 | 0 | 0 | 0 | 0 | 0 | 1478693.9034 | 0 | 0 | 0 | 0 | 0 | 0 | 0 | 0 | 0 | 0 | 0 | 0 | 0 | 0 | 0 | 0 | 0 | 0 | 0 | 0 | 0 | 0 | 0 | 0 | 0 | 0 | 0 | 0 | 0 | 0 | 0 | 0 | 0 | 0 | 0 | 0 | 0 | 0 | 0 | 0 | 0 | 0 | 0 | 0 | 0 | 0 | 0 | 0 | 0 | 0 | 0 | 0 | 0 | 0 | 0 | 0 | 0 | 0 | 0 | 0 | 0 | 0 | 0 | 0 | 0 | 0 | 0 | 0 | 0 | 0 | 0 | 0 | 0 | 0 | 0 | 0 | 0 | 0 | 0 | 0 | 0 | 0 | 0 | 0 | 0 | 0 | 0 | 0 | 0 | 0 | 0 | 0 | 0 | 0 | 0 | 0 | 0 | 0 | 0 | 0 | 0 | 0 | 0 | 0 | 0 | 0 | 0 | 0 | 0 | 0 | 0 | 0 | 0 | 0 | 0 | 0 | 0 | 0 | 0 | 0 | 0 | 0 | 0 | 0 | 0 | 0 | 0 | 0 | 0 | 0 | 0 | 0 | 0 | 0 | 0 | 0 | 0 | 0 | 0 | 0 | 0 | 0 | 0 | 0 | 0 | 0 | 0 | 0 | 0 | 0 | 0 | 0 | 0 | 0 | 0 | 0 | 0 | 0 | 0 | 0 | 0 | 0 | 0 | 0 | 0 | 0 | 0 | 0 | 0 | 0 | 0 | 0 | 0 | 0 | 0 | 0 | 0 | 0 | 0 | 0 | 0 | 0 | 0 | 0 | 0 | 0 | 0 | 0 | 0 | 0 | 0 | 0 | 0 | 0 | 0 | 0 | 0 | 0 | 0 | 0 | 0 | 0 | 0 | 0 | 0 | 0 | 0 | 0 | 0 | 0 | 0 | 0 | 0 | 0 | 0 | 0 | 0 | 0 | 0 | 0 | 0 | 0 | 0 | 0 | 0 | 0 | 0 | 0 | 0 | 0 | 0 | 0 | 0 | 0
|  |  | 12 | FBE (Domestic Indigent) | 0 | 0 | 0 | 0 | 0 | 0 | 0 | 0 | 0 | 912121.6634 | 1274994.4177 | 2048003.4546 | 2449695.1395 | 3117296.3973 | 2234160.3839 | 424088.057 | 1185041.079 | 241.8829 | 96314.5006 | 134631.6567 | 216256.7099 | 258672.909 | 329167.5418 | 235913.7496 | 44781.1197 | 125133.1312 | 25.5414 | 38474.3075 | 53780.6844 | 86387.0664 | 103330.869 | 131491.0335 | 94239.373 | 17888.5065 | 49986.3524 | 10.2029 | 0 | 0 | 0 | 0 | 0 | 0 | 0 | 0 | 0 | 0 | 0 | 0 | 0 | 0 | 0 | 0 | 0 | 0 | 0 | 0 | 0 | 0 | 0 | 0 | 0 | 0 | 0 | 0 | 0 | 0 | 0 | 0 | 0 | 0 | 0 | 0 | 0 | 0 | 0 | 0 | 0 | 0 | 275000.6388 | 602050.5975 | 0 | 0 | 0 | 0 | 0 | 0 | 0 | 0 | 0 | 0 | 0 | 0 | 0 | 0 | 0 | 0 | 457265.3834 | 1001077.3012 | 0 | 0 | 0 | 0 | 0 | 0 | 0 | 0 | 0 | 0 | 0 | 0 | 0 | 0 | 0 | 0 | 0 | 0 | 3141298.0504 | 0 | 0 | 0 | 0 | 0 | 0 | 0 | 0 | 5348528.2671 | 0 | 0 | 0 | 0 | 0 | 0 | 0 | 0 | 0 | 0 | 0 | 0 | 0 | 0 | 0 | 0 | 0 | 0 | 0 | 0 | 0 | 0 | 0 | 0 | 0 | 0 | 0 | 0 | 0 | 0 | 0 | 0 | 0 | 0 | 0 | 0 | 0 | 0 | 0 | 0 | 0 | 0 | 0 | 0 | 0 | 0 | 0 | 0 | 0 | 0 | 0 | 0 | 0 | 0 | 0 | 0 | 0 | 0 | 0 | 0 | 0 | 0 | 0 | 0 | 0 | 0 | 0 | 0 | 0 | 0 | 0 | 0 | 0 | 0 | 0 | 0 | 0 | 0 | 0 | 0 | 0 | 0 | 0 | 0 | 0 | 0 | 0 | 0 | 0 | 0 | 0 | 0 | 0 | 0 | 0 | 0 | 0 | 0 | 0 | 0 | 0 | 0 | 0 | 0 | 0 | 0 | 0 | 0 | 0 | 0 | 0 | 0 | 0 | 0 | 0 | 0 | 0 | 0 | 0 | 0 | 0 | 0 | 0 | 0 | 0 | 0 | 0 | 0 | 0 | 0 | 0 | 0 | 0 | 0 | 0 | 0 | 0 | 0 | 0 | 0 | 0 | 0 | 0 | 0 | 0 | 0 | 0 | 0 | 0 | 0 | 0 | 0 | 0 | 0 | 0 | 0 | 0 | 0 | 0 | 0 | 0 | 0 | 0 | 0 | 0 | 0 | 0 | 0 | 0 | 0 | 0 | 0 | 0 | 0 | 0 | 0 | 0 | 0 | 0 | 0 | 0 | 0 | 0 | 0 | 0 | 0 | 0 | 0 | 0 | 0 | 0 | 0 | 0 | 0 | 0 | 0 | 0 | 0 | 0 | 0 | 0 | 0 | 0 | 0 | 0 | 0 | 0 | 0 | 0 | 0 | 0 | 0 | 0 | 0 | 0 | 0 | 0 | 0 | 0 | 0 | 0 | 0 | 0 | 0 | 0 | 0 | 0 | 0 | 0 | 0 | 0 | 0 | 0 | 0
|  |  | 13 | Other consumers | 0 | 0 | 0 | 0 | 0 | 0 | 0 | 0 | 0 | 0 | 0 | 0 | 0 | 0 | 0 | 0 | 0 | 0 | 0 | 0 | 0 | 0 | 0 | 0 | 0 | 0 | 0 | 0 | 0 | 0 | 0 | 0 | 0 | 0 | 0 | 0 | 0 | 0 | 0 | 0 | 0 | 0 | 0 | 0 | 0 | 0 | 0 | 0 | 0 | 0 | 0 | 0 | 0 | 0 | 0 | 0 | 0 | 0 | 0 | 0 | 0 | 0 | 0 | 0 | 0 | 0 | 0 | 0 | 0 | 0 | 0 | 0 | 0 | 0 | 0 | 0 | 0 | 0 | 0 | 0 | 0 | 0 | 0 | 0 | 0 | 0 | 0 | 0 | 0 | 0 | 0 | 0 | 0 | 0 | 0 | 0 | 0 | 0 | 0 | 0 | 0 | 0 | 0 | 0 | 0 | 0 | 0 | 0 | 0 | 0 | 0 | 0 | 0 | 0 | 0 | 0 | 0 | 0 | 0 | 0 | 0 | 0 | 0 | 0 | 0 | 0 | 0 | 0 | 0 | 0 | 0 | 0 | 0 | 0 | 0 | 0 | 0 | 0 | 0 | 0 | 0 | 0 | 0 | 0 | 0 | 0 | 0 | 0 | 0 | 0 | 0 | 0 | 0 | 0 | 0 | 0 | 0 | 0 | 0 | 0 | 0 | 0 | 0 | 0 | 0 | 0 | 0 | 0 | 0 | 0 | 0 | 0 | 0 | 0 | 0 | 0 | 0 | 0 | 0 | 0 | 0 | 0 | 0 | 0 | 0 | 0 | 0 | 0 | 0 | 0 | 0 | 0 | 0 | 0 | 0 | 0 | 0 | 0 | 0 | 0 | 0 | 0 | 0 | 0 | 0 | 0 | 0 | 0 | 0 | 0 | 0 | 0 | 0 | 0 | 0 | 0 | 0 | 0 | 0 | 0 | 0 | 0 | 0 | 0 | 0 | 0 | 0 | 0 | 0 | 0 | 0 | 0 | 0 | 0 | 0 | 0 | 0 | 0 | 0 | 0 | 0 | 0 | 0 | 0 | 0 | 0 | 0 | 0 | 0 | 0 | 0 | 0 | 0 | 0 | 0 | 0 | 0 | 0 | 0 | 0 | 0 | 0 | 0 | 0 | 0 | 0 | 0 | 0 | 0 | 0 | 0 | 0 | 0 | 0 | 0 | 0 | 0 | 0 | 0 | 0 | 0 | 0 | 0 | 0 | 0 | 0 | 0 | 0 | 0 | 0 | 0 | 0 | 0 | 0 | 0 | 0 | 0 | 0 | 0 | 0 | 0 | 0 | 0 | 0 | 0 | 0 | 0 | 0 | 0 | 0 | 0 | 0 | 0 | 0 | 0 | 0 | 0 | 0 | 0 | 0 | 0 | 0 | 0 | 0 | 0 | 0 | 0 | 0 | 0 | 0 | 0 | 0 | 0 | 0 | 0 | 0 | 0 | 0 | 0 | 0 | 0 | 0 | 0 | 0 | 0 | 0 | 0 | 0 | 0 | 0 | 0 | 0 | 0 | 0 | 0 | 0 | 0 | 0 | 0 | 0
|  |  | 14 | Sold to other municipal departments | 0 | 0 | 0 | 0 | 0 | 0 | 0 | 0 | 0 | 1128127.5845 | 1576934.7777 | 2533005.5001 | 3029824.6069 | 3855525.1955 | 2763247.5559 | 431181.1766 | 1204861.5807 | 343.3358 | 119123.4122 | 166514.7224 | 267469.9764 | 319931.0527 | 407120.0134 | 291782.1373 | 45530.11 | 127226.0556 | 36.2542 | 47585.6778 | 66516.865 | 106844.9928 | 127801.376 | 162630.3463 | 116556.8591 | 18187.7022 | 50822.4032 | 14.4823 | 0 | 0 | 0 | 0 | 0 | 0 | 0 | 0 | 0 | 0 | 0 | 0 | 0 | 0 | 0 | 0 | 0 | 0 | 0 | 0 | 0 | 0 | 0 | 0 | 0 | 0 | 0 | 0 | 0 | 0 | 0 | 0 | 0 | 0 | 0 | 0 | 0 | 0 | 0 | 0 | 0 | 0 | 279600.1845 | 612120.2441 | 0 | 0 | 0 | 0 | 0 | 0 | 0 | 0 | 0 | 0 | 0 | 0 | 0 | 0 | 0 | 0 | 464913.4131 | 1017820.9017 | 0 | 0 | 0 | 0 | 0 | 0 | 0 | 0 | 0 | 0 | 0 | 0 | 0 | 0 | 0 | 0 | 0 | 0 | 4458852.3811 | 0 | 0 | 0 | 0 | 0 | 0 | 0 | 0 | 7591860.9492 | 0 | 0 | 0 | 0 | 0 | 0 | 0 | 0 | 0 | 0 | 0 | 0 | 0 | 0 | 0 | 0 | 0 | 0 | 0 | 0 | 0 | 0 | 0 | 0 | 0 | 0 | 0 | 0 | 0 | 0 | 0 | 0 | 0 | 0 | 0 | 0 | 0 | 0 | 0 | 0 | 0 | 0 | 0 | 0 | 0 | 0 | 0 | 0 | 0 | 0 | 0 | 0 | 0 | 0 | 0 | 0 | 0 | 0 | 0 | 0 | 0 | 0 | 0 | 0 | 0 | 0 | 0 | 0 | 0 | 0 | 0 | 0 | 0 | 0 | 0 | 0 | 0 | 0 | 0 | 0 | 0 | 0 | 0 | 0 | 0 | 0 | 0 | 0 | 0 | 0 | 0 | 0 | 0 | 0 | 0 | 0 | 0 | 0 | 0 | 0 | 0 | 0 | 0 | 0 | 0 | 0 | 0 | 0 | 0 | 0 | 0 | 0 | 0 | 0 | 0 | 0 | 0 | 0 | 0 | 0 | 0 | 0 | 0 | 0 | 0 | 0 | 0 | 0 | 0 | 0 | 0 | 0 | 0 | 0 | 0 | 0 | 0 | 0 | 0 | 0 | 0 | 0 | 0 | 0 | 0 | 0 | 0 | 0 | 0 | 0 | 0 | 0 | 0 | 0 | 0 | 0 | 0 | 0 | 0 | 0 | 0 | 0 | 0 | 0 | 0 | 0 | 0 | 0 | 0 | 0 | 0 | 0 | 0 | 0 | 0 | 0 | 0 | 0 | 0 | 0 | 0 | 0 | 0 | 0 | 0 | 0 | 0 | 0 | 0 | 0 | 0 | 0 | 0 | 0 | 0 | 0 | 0 | 0 | 0 | 0 | 0 | 0 | 0 | 0 | 0 | 0 | 0 | 0 | 0 | 0 | 0 | 0 | 0 | 0 | 0 | 0 | 0 | 0 | 0 | 0 | 0 | 0 | 0 | 0 | 0 | 0 | 0 | 0 | 0 | 0 | 0 | 0 | 0 | 0
|  |  | 15 |  | 0 | 0 | 0 | 0 | 0 | 0 | 0 | 0 | 0 | 0 | 0 | 0 | 0 | 0 | 0 | 0 | 0 | 0 | 0 | 0 | 0 | 0 | 0 | 0 | 0 | 0 | 0 | 0 | 0 | 0 | 0 | 0 | 0 | 0 | 0 | 0 | 0 | 0 | 0 | 0 | 0 | 0 | 0 | 0 | 0 | 0 | 0 | 0 | 0 | 0 | 0 | 0 | 0 | 0 | 0 | 0 | 0 | 0 | 0 | 0 | 0 | 0 | 0 | 0 | 0 | 0 | 0 | 0 | 0 | 0 | 0 | 0 | 0 | 0 | 0 | 0 | 0 | 0 | 0 | 0 | 0 | 0 | 0 | 0 | 0 | 0 | 0 | 0 | 0 | 0 | 0 | 0 | 0 | 0 | 0 | 0 | 0 | 0 | 0 | 0 | 0 | 0 | 0 | 0 | 0 | 0 | 0 | 0 | 0 | 0 | 0 | 0 | 0 | 0 | 0 | 0 | 0 | 0 | 0 | 0 | 0 | 0 | 0 | 0 | 0 | 0 | 0 | 0 | 0 | 0 | 0 | 0 | 0 | 0 | 0 | 0 | 0 | 0 | 0 | 0 | 0 | 0 | 0 | 0 | 0 | 0 | 0 | 0 | 0 | 0 | 0 | 0 | 0 | 0 | 0 | 0 | 0 | 0 | 0 | 0 | 0 | 0 | 0 | 0 | 0 | 0 | 0 | 0 | 0 | 0 | 0 | 0 | 0 | 0 | 0 | 0 | 0 | 0 | 0 | 0 | 0 | 0 | 0 | 0 | 0 | 0 | 0 | 0 | 0 | 0 | 0 | 0 | 0 | 0 | 0 | 0 | 0 | 0 | 0 | 0 | 0 | 0 | 0 | 0 | 0 | 0 | 0 | 0 | 0 | 0 | 0 | 0 | 0 | 0 | 0 | 0 | 0 | 0 | 0 | 0 | 0 | 0 | 0 | 0 | 0 | 0 | 0 | 0 | 0 | 0 | 0 | 0 | 0 | 0 | 0 | 0 | 0 | 0 | 0 | 0 | 0 | 0 | 0 | 0 | 0 | 0 | 0 | 0 | 0 | 0 | 0 | 0 | 0 | 0 | 0 | 0 | 0 | 0 | 0 | 0 | 0 | 0 | 0 | 0 | 0 | 0 | 0 | 0 | 0 | 0 | 0 | 0 | 0 | 0 | 0 | 0 | 0 | 0 | 0 | 0 | 0 | 0 | 0 | 0 | 0 | 0 | 0 | 0 | 0 | 0 | 0 | 0 | 0 | 0 | 0 | 0 | 0 | 0 | 0 | 0 | 0 | 0 | 0 | 0 | 0 | 0 | 0 | 0 | 0 | 0 | 0 | 0 | 0 | 0 | 0 | 0 | 0 | 0 | 0 | 0 | 0 | 0 | 0 | 0 | 0 | 0 | 0 | 0 | 0 | 0 | 0 | 0 | 0 | 0 | 0 | 0 | 0 | 0 | 0 | 0 | 0 | 0 | 0 | 0 | 0 | 0 | 0 | 0 | 0 | 0 | 0 | 0 | 0 | 0 | 0 | 0 | 0 | 0 | 0 | 0
|  |  | 16 |  | 0 | 0 | 0 | 0 | 0 | 0 | 0 | 0 | 0 | 0 | 0 | 0 | 0 | 0 | 0 | 0 | 0 | 0 | 0 | 0 | 0 | 0 | 0 | 0 | 0 | 0 | 0 | 0 | 0 | 0 | 0 | 0 | 0 | 0 | 0 | 0 | 0 | 0 | 0 | 0 | 0 | 0 | 0 | 0 | 0 | 0 | 0 | 0 | 0 | 0 | 0 | 0 | 0 | 0 | 0 | 0 | 0 | 0 | 0 | 0 | 0 | 0 | 0 | 0 | 0 | 0 | 0 | 0 | 0 | 0 | 0 | 0 | 0 | 0 | 0 | 0 | 0 | 0 | 0 | 0 | 0 | 0 | 0 | 0 | 0 | 0 | 0 | 0 | 0 | 0 | 0 | 0 | 0 | 0 | 0 | 0 | 0 | 0 | 0 | 0 | 0 | 0 | 0 | 0 | 0 | 0 | 0 | 0 | 0 | 0 | 0 | 0 | 0 | 0 | 0 | 0 | 0 | 0 | 0 | 0 | 0 | 0 | 0 | 0 | 0 | 0 | 0 | 0 | 0 | 0 | 0 | 0 | 0 | 0 | 0 | 0 | 0 | 0 | 0 | 0 | 0 | 0 | 0 | 0 | 0 | 0 | 0 | 0 | 0 | 0 | 0 | 0 | 0 | 0 | 0 | 0 | 0 | 0 | 0 | 0 | 0 | 0 | 0 | 0 | 0 | 0 | 0 | 0 | 0 | 0 | 0 | 0 | 0 | 0 | 0 | 0 | 0 | 0 | 0 | 0 | 0 | 0 | 0 | 0 | 0 | 0 | 0 | 0 | 0 | 0 | 0 | 0 | 0 | 0 | 0 | 0 | 0 | 0 | 0 | 0 | 0 | 0 | 0 | 0 | 0 | 0 | 0 | 0 | 0 | 0 | 0 | 0 | 0 | 0 | 0 | 0 | 0 | 0 | 0 | 0 | 0 | 0 | 0 | 0 | 0 | 0 | 0 | 0 | 0 | 0 | 0 | 0 | 0 | 0 | 0 | 0 | 0 | 0 | 0 | 0 | 0 | 0 | 0 | 0 | 0 | 0 | 0 | 0 | 0 | 0 | 0 | 0 | 0 | 0 | 0 | 0 | 0 | 0 | 0 | 0 | 0 | 0 | 0 | 0 | 0 | 0 | 0 | 0 | 0 | 0 | 0 | 0 | 0 | 0 | 0 | 0 | 0 | 0 | 0 | 0 | 0 | 0 | 0 | 0 | 0 | 0 | 0 | 0 | 0 | 0 | 0 | 0 | 0 | 0 | 0 | 0 | 0 | 0 | 0 | 0 | 0 | 0 | 0 | 0 | 0 | 0 | 0 | 0 | 0 | 0 | 0 | 0 | 0 | 0 | 0 | 0 | 0 | 0 | 0 | 0 | 0 | 0 | 0 | 0 | 0 | 0 | 0 | 0 | 0 | 0 | 0 | 0 | 0 | 0 | 0 | 0 | 0 | 0 | 0 | 0 | 0 | 0 | 0 | 0 | 0 | 0 | 0 | 0 | 0 | 0 | 0 | 0 | 0 | 0 | 0 | 0 | 0 | 0 | 0 | 0
|  |  | 17 |  | 0 | 0 | 0 | 0 | 0 | 0 | 0 | 0 | 0 | 0 | 0 | 0 | 0 | 0 | 0 | 0 | 0 | 0 | 0 | 0 | 0 | 0 | 0 | 0 | 0 | 0 | 0 | 0 | 0 | 0 | 0 | 0 | 0 | 0 | 0 | 0 | 0 | 0 | 0 | 0 | 0 | 0 | 0 | 0 | 0 | 0 | 0 | 0 | 0 | 0 | 0 | 0 | 0 | 0 | 0 | 0 | 0 | 0 | 0 | 0 | 0 | 0 | 0 | 0 | 0 | 0 | 0 | 0 | 0 | 0 | 0 | 0 | 0 | 0 | 0 | 0 | 0 | 0 | 0 | 0 | 0 | 0 | 0 | 0 | 0 | 0 | 0 | 0 | 0 | 0 | 0 | 0 | 0 | 0 | 0 | 0 | 0 | 0 | 0 | 0 | 0 | 0 | 0 | 0 | 0 | 0 | 0 | 0 | 0 | 0 | 0 | 0 | 0 | 0 | 0 | 0 | 0 | 0 | 0 | 0 | 0 | 0 | 0 | 0 | 0 | 0 | 0 | 0 | 0 | 0 | 0 | 0 | 0 | 0 | 0 | 0 | 0 | 0 | 0 | 0 | 0 | 0 | 0 | 0 | 0 | 0 | 0 | 0 | 0 | 0 | 0 | 0 | 0 | 0 | 0 | 0 | 0 | 0 | 0 | 0 | 0 | 0 | 0 | 0 | 0 | 0 | 0 | 0 | 0 | 0 | 0 | 0 | 0 | 0 | 0 | 0 | 0 | 0 | 0 | 0 | 0 | 0 | 0 | 0 | 0 | 0 | 0 | 0 | 0 | 0 | 0 | 0 | 0 | 0 | 0 | 0 | 0 | 0 | 0 | 0 | 0 | 0 | 0 | 0 | 0 | 0 | 0 | 0 | 0 | 0 | 0 | 0 | 0 | 0 | 0 | 0 | 0 | 0 | 0 | 0 | 0 | 0 | 0 | 0 | 0 | 0 | 0 | 0 | 0 | 0 | 0 | 0 | 0 | 0 | 0 | 0 | 0 | 0 | 0 | 0 | 0 | 0 | 0 | 0 | 0 | 0 | 0 | 0 | 0 | 0 | 0 | 0 | 0 | 0 | 0 | 0 | 0 | 0 | 0 | 0 | 0 | 0 | 0 | 0 | 0 | 0 | 0 | 0 | 0 | 0 | 0 | 0 | 0 | 0 | 0 | 0 | 0 | 0 | 0 | 0 | 0 | 0 | 0 | 0 | 0 | 0 | 0 | 0 | 0 | 0 | 0 | 0 | 0 | 0 | 0 | 0 | 0 | 0 | 0 | 0 | 0 | 0 | 0 | 0 | 0 | 0 | 0 | 0 | 0 | 0 | 0 | 0 | 0 | 0 | 0 | 0 | 0 | 0 | 0 | 0 | 0 | 0 | 0 | 0 | 0 | 0 | 0 | 0 | 0 | 0 | 0 | 0 | 0 | 0 | 0 | 0 | 0 | 0 | 0 | 0 | 0 | 0 | 0 | 0 | 0 | 0 | 0 | 0 | 0 | 0 | 0 | 0 | 0 | 0 | 0 | 0 | 0 | 0 | 0 | 0
|  |  | 18 |  | 0 | 0 | 0 | 0 | 0 | 0 | 0 | 0 | 0 | 0 | 0 | 0 | 0 | 0 | 0 | 0 | 0 | 0 | 0 | 0 | 0 | 0 | 0 | 0 | 0 | 0 | 0 | 0 | 0 | 0 | 0 | 0 | 0 | 0 | 0 | 0 | 0 | 0 | 0 | 0 | 0 | 0 | 0 | 0 | 0 | 0 | 0 | 0 | 0 | 0 | 0 | 0 | 0 | 0 | 0 | 0 | 0 | 0 | 0 | 0 | 0 | 0 | 0 | 0 | 0 | 0 | 0 | 0 | 0 | 0 | 0 | 0 | 0 | 0 | 0 | 0 | 0 | 0 | 0 | 0 | 0 | 0 | 0 | 0 | 0 | 0 | 0 | 0 | 0 | 0 | 0 | 0 | 0 | 0 | 0 | 0 | 0 | 0 | 0 | 0 | 0 | 0 | 0 | 0 | 0 | 0 | 0 | 0 | 0 | 0 | 0 | 0 | 0 | 0 | 0 | 0 | 0 | 0 | 0 | 0 | 0 | 0 | 0 | 0 | 0 | 0 | 0 | 0 | 0 | 0 | 0 | 0 | 0 | 0 | 0 | 0 | 0 | 0 | 0 | 0 | 0 | 0 | 0 | 0 | 0 | 0 | 0 | 0 | 0 | 0 | 0 | 0 | 0 | 0 | 0 | 0 | 0 | 0 | 0 | 0 | 0 | 0 | 0 | 0 | 0 | 0 | 0 | 0 | 0 | 0 | 0 | 0 | 0 | 0 | 0 | 0 | 0 | 0 | 0 | 0 | 0 | 0 | 0 | 0 | 0 | 0 | 0 | 0 | 0 | 0 | 0 | 0 | 0 | 0 | 0 | 0 | 0 | 0 | 0 | 0 | 0 | 0 | 0 | 0 | 0 | 0 | 0 | 0 | 0 | 0 | 0 | 0 | 0 | 0 | 0 | 0 | 0 | 0 | 0 | 0 | 0 | 0 | 0 | 0 | 0 | 0 | 0 | 0 | 0 | 0 | 0 | 0 | 0 | 0 | 0 | 0 | 0 | 0 | 0 | 0 | 0 | 0 | 0 | 0 | 0 | 0 | 0 | 0 | 0 | 0 | 0 | 0 | 0 | 0 | 0 | 0 | 0 | 0 | 0 | 0 | 0 | 0 | 0 | 0 | 0 | 0 | 0 | 0 | 0 | 0 | 0 | 0 | 0 | 0 | 0 | 0 | 0 | 0 | 0 | 0 | 0 | 0 | 0 | 0 | 0 | 0 | 0 | 0 | 0 | 0 | 0 | 0 | 0 | 0 | 0 | 0 | 0 | 0 | 0 | 0 | 0 | 0 | 0 | 0 | 0 | 0 | 0 | 0 | 0 | 0 | 0 | 0 | 0 | 0 | 0 | 0 | 0 | 0 | 0 | 0 | 0 | 0 | 0 | 0 | 0 | 0 | 0 | 0 | 0 | 0 | 0 | 0 | 0 | 0 | 0 | 0 | 0 | 0 | 0 | 0 | 0 | 0 | 0 | 0 | 0 | 0 | 0 | 0 | 0 | 0 | 0 | 0 | 0 | 0 | 0 | 0 | 0 | 0 | 0 | 0
|  |  | 19 |  | 0 | 0 | 0 | 0 | 0 | 0 | 0 | 0 | 0 | 0 | 0 | 0 | 0 | 0 | 0 | 0 | 0 | 0 | 0 | 0 | 0 | 0 | 0 | 0 | 0 | 0 | 0 | 0 | 0 | 0 | 0 | 0 | 0 | 0 | 0 | 0 | 0 | 0 | 0 | 0 | 0 | 0 | 0 | 0 | 0 | 0 | 0 | 0 | 0 | 0 | 0 | 0 | 0 | 0 | 0 | 0 | 0 | 0 | 0 | 0 | 0 | 0 | 0 | 0 | 0 | 0 | 0 | 0 | 0 | 0 | 0 | 0 | 0 | 0 | 0 | 0 | 0 | 0 | 0 | 0 | 0 | 0 | 0 | 0 | 0 | 0 | 0 | 0 | 0 | 0 | 0 | 0 | 0 | 0 | 0 | 0 | 0 | 0 | 0 | 0 | 0 | 0 | 0 | 0 | 0 | 0 | 0 | 0 | 0 | 0 | 0 | 0 | 0 | 0 | 0 | 0 | 0 | 0 | 0 | 0 | 0 | 0 | 0 | 0 | 0 | 0 | 0 | 0 | 0 | 0 | 0 | 0 | 0 | 0 | 0 | 0 | 0 | 0 | 0 | 0 | 0 | 0 | 0 | 0 | 0 | 0 | 0 | 0 | 0 | 0 | 0 | 0 | 0 | 0 | 0 | 0 | 0 | 0 | 0 | 0 | 0 | 0 | 0 | 0 | 0 | 0 | 0 | 0 | 0 | 0 | 0 | 0 | 0 | 0 | 0 | 0 | 0 | 0 | 0 | 0 | 0 | 0 | 0 | 0 | 0 | 0 | 0 | 0 | 0 | 0 | 0 | 0 | 0 | 0 | 0 | 0 | 0 | 0 | 0 | 0 | 0 | 0 | 0 | 0 | 0 | 0 | 0 | 0 | 0 | 0 | 0 | 0 | 0 | 0 | 0 | 0 | 0 | 0 | 0 | 0 | 0 | 0 | 0 | 0 | 0 | 0 | 0 | 0 | 0 | 0 | 0 | 0 | 0 | 0 | 0 | 0 | 0 | 0 | 0 | 0 | 0 | 0 | 0 | 0 | 0 | 0 | 0 | 0 | 0 | 0 | 0 | 0 | 0 | 0 | 0 | 0 | 0 | 0 | 0 | 0 | 0 | 0 | 0 | 0 | 0 | 0 | 0 | 0 | 0 | 0 | 0 | 0 | 0 | 0 | 0 | 0 | 0 | 0 | 0 | 0 | 0 | 0 | 0 | 0 | 0 | 0 | 0 | 0 | 0 | 0 | 0 | 0 | 0 | 0 | 0 | 0 | 0 | 0 | 0 | 0 | 0 | 0 | 0 | 0 | 0 | 0 | 0 | 0 | 0 | 0 | 0 | 0 | 0 | 0 | 0 | 0 | 0 | 0 | 0 | 0 | 0 | 0 | 0 | 0 | 0 | 0 | 0 | 0 | 0 | 0 | 0 | 0 | 0 | 0 | 0 | 0 | 0 | 0 | 0 | 0 | 0 | 0 | 0 | 0 | 0 | 0 | 0 | 0 | 0 | 0 | 0 | 0 | 0 | 0 | 0 | 0 | 0 | 0 | 0 | 0
|  |  | 20 |  | 0 | 0 | 0 | 0 | 0 | 0 | 0 | 0 | 0 | 0 | 0 | 0 | 0 | 0 | 0 | 0 | 0 | 0 | 0 | 0 | 0 | 0 | 0 | 0 | 0 | 0 | 0 | 0 | 0 | 0 | 0 | 0 | 0 | 0 | 0 | 0 | 0 | 0 | 0 | 0 | 0 | 0 | 0 | 0 | 0 | 0 | 0 | 0 | 0 | 0 | 0 | 0 | 0 | 0 | 0 | 0 | 0 | 0 | 0 | 0 | 0 | 0 | 0 | 0 | 0 | 0 | 0 | 0 | 0 | 0 | 0 | 0 | 0 | 0 | 0 | 0 | 0 | 0 | 0 | 0 | 0 | 0 | 0 | 0 | 0 | 0 | 0 | 0 | 0 | 0 | 0 | 0 | 0 | 0 | 0 | 0 | 0 | 0 | 0 | 0 | 0 | 0 | 0 | 0 | 0 | 0 | 0 | 0 | 0 | 0 | 0 | 0 | 0 | 0 | 0 | 0 | 0 | 0 | 0 | 0 | 0 | 0 | 0 | 0 | 0 | 0 | 0 | 0 | 0 | 0 | 0 | 0 | 0 | 0 | 0 | 0 | 0 | 0 | 0 | 0 | 0 | 0 | 0 | 0 | 0 | 0 | 0 | 0 | 0 | 0 | 0 | 0 | 0 | 0 | 0 | 0 | 0 | 0 | 0 | 0 | 0 | 0 | 0 | 0 | 0 | 0 | 0 | 0 | 0 | 0 | 0 | 0 | 0 | 0 | 0 | 0 | 0 | 0 | 0 | 0 | 0 | 0 | 0 | 0 | 0 | 0 | 0 | 0 | 0 | 0 | 0 | 0 | 0 | 0 | 0 | 0 | 0 | 0 | 0 | 0 | 0 | 0 | 0 | 0 | 0 | 0 | 0 | 0 | 0 | 0 | 0 | 0 | 0 | 0 | 0 | 0 | 0 | 0 | 0 | 0 | 0 | 0 | 0 | 0 | 0 | 0 | 0 | 0 | 0 | 0 | 0 | 0 | 0 | 0 | 0 | 0 | 0 | 0 | 0 | 0 | 0 | 0 | 0 | 0 | 0 | 0 | 0 | 0 | 0 | 0 | 0 | 0 | 0 | 0 | 0 | 0 | 0 | 0 | 0 | 0 | 0 | 0 | 0 | 0 | 0 | 0 | 0 | 0 | 0 | 0 | 0 | 0 | 0 | 0 | 0 | 0 | 0 | 0 | 0 | 0 | 0 | 0 | 0 | 0 | 0 | 0 | 0 | 0 | 0 | 0 | 0 | 0 | 0 | 0 | 0 | 0 | 0 | 0 | 0 | 0 | 0 | 0 | 0 | 0 | 0 | 0 | 0 | 0 | 0 | 0 | 0 | 0 | 0 | 0 | 0 | 0 | 0 | 0 | 0 | 0 | 0 | 0 | 0 | 0 | 0 | 0 | 0 | 0 | 0 | 0 | 0 | 0 | 0 | 0 | 0 | 0 | 0 | 0 | 0 | 0 | 0 | 0 | 0 | 0 | 0 | 0 | 0 | 0 | 0 | 0 | 0 | 0 | 0 | 0 | 0 | 0 | 0 | 0 | 0 | 0
|  |  | 21 |  | 0 | 0 | 0 | 0 | 0 | 0 | 0 | 0 | 0 | 0 | 0 | 0 | 0 | 0 | 0 | 0 | 0 | 0 | 0 | 0 | 0 | 0 | 0 | 0 | 0 | 0 | 0 | 0 | 0 | 0 | 0 | 0 | 0 | 0 | 0 | 0 | 0 | 0 | 0 | 0 | 0 | 0 | 0 | 0 | 0 | 0 | 0 | 0 | 0 | 0 | 0 | 0 | 0 | 0 | 0 | 0 | 0 | 0 | 0 | 0 | 0 | 0 | 0 | 0 | 0 | 0 | 0 | 0 | 0 | 0 | 0 | 0 | 0 | 0 | 0 | 0 | 0 | 0 | 0 | 0 | 0 | 0 | 0 | 0 | 0 | 0 | 0 | 0 | 0 | 0 | 0 | 0 | 0 | 0 | 0 | 0 | 0 | 0 | 0 | 0 | 0 | 0 | 0 | 0 | 0 | 0 | 0 | 0 | 0 | 0 | 0 | 0 | 0 | 0 | 0 | 0 | 0 | 0 | 0 | 0 | 0 | 0 | 0 | 0 | 0 | 0 | 0 | 0 | 0 | 0 | 0 | 0 | 0 | 0 | 0 | 0 | 0 | 0 | 0 | 0 | 0 | 0 | 0 | 0 | 0 | 0 | 0 | 0 | 0 | 0 | 0 | 0 | 0 | 0 | 0 | 0 | 0 | 0 | 0 | 0 | 0 | 0 | 0 | 0 | 0 | 0 | 0 | 0 | 0 | 0 | 0 | 0 | 0 | 0 | 0 | 0 | 0 | 0 | 0 | 0 | 0 | 0 | 0 | 0 | 0 | 0 | 0 | 0 | 0 | 0 | 0 | 0 | 0 | 0 | 0 | 0 | 0 | 0 | 0 | 0 | 0 | 0 | 0 | 0 | 0 | 0 | 0 | 0 | 0 | 0 | 0 | 0 | 0 | 0 | 0 | 0 | 0 | 0 | 0 | 0 | 0 | 0 | 0 | 0 | 0 | 0 | 0 | 0 | 0 | 0 | 0 | 0 | 0 | 0 | 0 | 0 | 0 | 0 | 0 | 0 | 0 | 0 | 0 | 0 | 0 | 0 | 0 | 0 | 0 | 0 | 0 | 0 | 0 | 0 | 0 | 0 | 0 | 0 | 0 | 0 | 0 | 0 | 0 | 0 | 0 | 0 | 0 | 0 | 0 | 0 | 0 | 0 | 0 | 0 | 0 | 0 | 0 | 0 | 0 | 0 | 0 | 0 | 0 | 0 | 0 | 0 | 0 | 0 | 0 | 0 | 0 | 0 | 0 | 0 | 0 | 0 | 0 | 0 | 0 | 0 | 0 | 0 | 0 | 0 | 0 | 0 | 0 | 0 | 0 | 0 | 0 | 0 | 0 | 0 | 0 | 0 | 0 | 0 | 0 | 0 | 0 | 0 | 0 | 0 | 0 | 0 | 0 | 0 | 0 | 0 | 0 | 0 | 0 | 0 | 0 | 0 | 0 | 0 | 0 | 0 | 0 | 0 | 0 | 0 | 0 | 0 | 0 | 0 | 0 | 0 | 0 | 0 | 0 | 0 | 0 | 0 | 0 | 0 | 0 | 0
|  |  | 22 |  | 0 | 0 | 0 | 0 | 0 | 0 | 0 | 0 | 0 | 0 | 0 | 0 | 0 | 0 | 0 | 0 | 0 | 0 | 0 | 0 | 0 | 0 | 0 | 0 | 0 | 0 | 0 | 0 | 0 | 0 | 0 | 0 | 0 | 0 | 0 | 0 | 0 | 0 | 0 | 0 | 0 | 0 | 0 | 0 | 0 | 0 | 0 | 0 | 0 | 0 | 0 | 0 | 0 | 0 | 0 | 0 | 0 | 0 | 0 | 0 | 0 | 0 | 0 | 0 | 0 | 0 | 0 | 0 | 0 | 0 | 0 | 0 | 0 | 0 | 0 | 0 | 0 | 0 | 0 | 0 | 0 | 0 | 0 | 0 | 0 | 0 | 0 | 0 | 0 | 0 | 0 | 0 | 0 | 0 | 0 | 0 | 0 | 0 | 0 | 0 | 0 | 0 | 0 | 0 | 0 | 0 | 0 | 0 | 0 | 0 | 0 | 0 | 0 | 0 | 0 | 0 | 0 | 0 | 0 | 0 | 0 | 0 | 0 | 0 | 0 | 0 | 0 | 0 | 0 | 0 | 0 | 0 | 0 | 0 | 0 | 0 | 0 | 0 | 0 | 0 | 0 | 0 | 0 | 0 | 0 | 0 | 0 | 0 | 0 | 0 | 0 | 0 | 0 | 0 | 0 | 0 | 0 | 0 | 0 | 0 | 0 | 0 | 0 | 0 | 0 | 0 | 0 | 0 | 0 | 0 | 0 | 0 | 0 | 0 | 0 | 0 | 0 | 0 | 0 | 0 | 0 | 0 | 0 | 0 | 0 | 0 | 0 | 0 | 0 | 0 | 0 | 0 | 0 | 0 | 0 | 0 | 0 | 0 | 0 | 0 | 0 | 0 | 0 | 0 | 0 | 0 | 0 | 0 | 0 | 0 | 0 | 0 | 0 | 0 | 0 | 0 | 0 | 0 | 0 | 0 | 0 | 0 | 0 | 0 | 0 | 0 | 0 | 0 | 0 | 0 | 0 | 0 | 0 | 0 | 0 | 0 | 0 | 0 | 0 | 0 | 0 | 0 | 0 | 0 | 0 | 0 | 0 | 0 | 0 | 0 | 0 | 0 | 0 | 0 | 0 | 0 | 0 | 0 | 0 | 0 | 0 | 0 | 0 | 0 | 0 | 0 | 0 | 0 | 0 | 0 | 0 | 0 | 0 | 0 | 0 | 0 | 0 | 0 | 0 | 0 | 0 | 0 | 0 | 0 | 0 | 0 | 0 | 0 | 0 | 0 | 0 | 0 | 0 | 0 | 0 | 0 | 0 | 0 | 0 | 0 | 0 | 0 | 0 | 0 | 0 | 0 | 0 | 0 | 0 | 0 | 0 | 0 | 0 | 0 | 0 | 0 | 0 | 0 | 0 | 0 | 0 | 0 | 0 | 0 | 0 | 0 | 0 | 0 | 0 | 0 | 0 | 0 | 0 | 0 | 0 | 0 | 0 | 0 | 0 | 0 | 0 | 0 | 0 | 0 | 0 | 0 | 0 | 0 | 0 | 0 | 0 | 0 | 0 | 0 | 0 | 0 | 0 | 0 | 0 | 0
|  |  | 23 |  | 0 | 0 | 0 | 0 | 0 | 0 | 0 | 0 | 0 | 0 | 0 | 0 | 0 | 0 | 0 | 0 | 0 | 0 | 0 | 0 | 0 | 0 | 0 | 0 | 0 | 0 | 0 | 0 | 0 | 0 | 0 | 0 | 0 | 0 | 0 | 0 | 0 | 0 | 0 | 0 | 0 | 0 | 0 | 0 | 0 | 0 | 0 | 0 | 0 | 0 | 0 | 0 | 0 | 0 | 0 | 0 | 0 | 0 | 0 | 0 | 0 | 0 | 0 | 0 | 0 | 0 | 0 | 0 | 0 | 0 | 0 | 0 | 0 | 0 | 0 | 0 | 0 | 0 | 0 | 0 | 0 | 0 | 0 | 0 | 0 | 0 | 0 | 0 | 0 | 0 | 0 | 0 | 0 | 0 | 0 | 0 | 0 | 0 | 0 | 0 | 0 | 0 | 0 | 0 | 0 | 0 | 0 | 0 | 0 | 0 | 0 | 0 | 0 | 0 | 0 | 0 | 0 | 0 | 0 | 0 | 0 | 0 | 0 | 0 | 0 | 0 | 0 | 0 | 0 | 0 | 0 | 0 | 0 | 0 | 0 | 0 | 0 | 0 | 0 | 0 | 0 | 0 | 0 | 0 | 0 | 0 | 0 | 0 | 0 | 0 | 0 | 0 | 0 | 0 | 0 | 0 | 0 | 0 | 0 | 0 | 0 | 0 | 0 | 0 | 0 | 0 | 0 | 0 | 0 | 0 | 0 | 0 | 0 | 0 | 0 | 0 | 0 | 0 | 0 | 0 | 0 | 0 | 0 | 0 | 0 | 0 | 0 | 0 | 0 | 0 | 0 | 0 | 0 | 0 | 0 | 0 | 0 | 0 | 0 | 0 | 0 | 0 | 0 | 0 | 0 | 0 | 0 | 0 | 0 | 0 | 0 | 0 | 0 | 0 | 0 | 0 | 0 | 0 | 0 | 0 | 0 | 0 | 0 | 0 | 0 | 0 | 0 | 0 | 0 | 0 | 0 | 0 | 0 | 0 | 0 | 0 | 0 | 0 | 0 | 0 | 0 | 0 | 0 | 0 | 0 | 0 | 0 | 0 | 0 | 0 | 0 | 0 | 0 | 0 | 0 | 0 | 0 | 0 | 0 | 0 | 0 | 0 | 0 | 0 | 0 | 0 | 0 | 0 | 0 | 0 | 0 | 0 | 0 | 0 | 0 | 0 | 0 | 0 | 0 | 0 | 0 | 0 | 0 | 0 | 0 | 0 | 0 | 0 | 0 | 0 | 0 | 0 | 0 | 0 | 0 | 0 | 0 | 0 | 0 | 0 | 0 | 0 | 0 | 0 | 0 | 0 | 0 | 0 | 0 | 0 | 0 | 0 | 0 | 0 | 0 | 0 | 0 | 0 | 0 | 0 | 0 | 0 | 0 | 0 | 0 | 0 | 0 | 0 | 0 | 0 | 0 | 0 | 0 | 0 | 0 | 0 | 0 | 0 | 0 | 0 | 0 | 0 | 0 | 0 | 0 | 0 | 0 | 0 | 0 | 0 | 0 | 0 | 0 | 0 | 0 | 0 | 0 | 0 | 0 | 0
|  |  | 24 |  | 0 | 0 | 0 | 0 | 0 | 0 | 0 | 0 | 0 | 0 | 0 | 0 | 0 | 0 | 0 | 0 | 0 | 0 | 0 | 0 | 0 | 0 | 0 | 0 | 0 | 0 | 0 | 0 | 0 | 0 | 0 | 0 | 0 | 0 | 0 | 0 | 0 | 0 | 0 | 0 | 0 | 0 | 0 | 0 | 0 | 0 | 0 | 0 | 0 | 0 | 0 | 0 | 0 | 0 | 0 | 0 | 0 | 0 | 0 | 0 | 0 | 0 | 0 | 0 | 0 | 0 | 0 | 0 | 0 | 0 | 0 | 0 | 0 | 0 | 0 | 0 | 0 | 0 | 0 | 0 | 0 | 0 | 0 | 0 | 0 | 0 | 0 | 0 | 0 | 0 | 0 | 0 | 0 | 0 | 0 | 0 | 0 | 0 | 0 | 0 | 0 | 0 | 0 | 0 | 0 | 0 | 0 | 0 | 0 | 0 | 0 | 0 | 0 | 0 | 0 | 0 | 0 | 0 | 0 | 0 | 0 | 0 | 0 | 0 | 0 | 0 | 0 | 0 | 0 | 0 | 0 | 0 | 0 | 0 | 0 | 0 | 0 | 0 | 0 | 0 | 0 | 0 | 0 | 0 | 0 | 0 | 0 | 0 | 0 | 0 | 0 | 0 | 0 | 0 | 0 | 0 | 0 | 0 | 0 | 0 | 0 | 0 | 0 | 0 | 0 | 0 | 0 | 0 | 0 | 0 | 0 | 0 | 0 | 0 | 0 | 0 | 0 | 0 | 0 | 0 | 0 | 0 | 0 | 0 | 0 | 0 | 0 | 0 | 0 | 0 | 0 | 0 | 0 | 0 | 0 | 0 | 0 | 0 | 0 | 0 | 0 | 0 | 0 | 0 | 0 | 0 | 0 | 0 | 0 | 0 | 0 | 0 | 0 | 0 | 0 | 0 | 0 | 0 | 0 | 0 | 0 | 0 | 0 | 0 | 0 | 0 | 0 | 0 | 0 | 0 | 0 | 0 | 0 | 0 | 0 | 0 | 0 | 0 | 0 | 0 | 0 | 0 | 0 | 0 | 0 | 0 | 0 | 0 | 0 | 0 | 0 | 0 | 0 | 0 | 0 | 0 | 0 | 0 | 0 | 0 | 0 | 0 | 0 | 0 | 0 | 0 | 0 | 0 | 0 | 0 | 0 | 0 | 0 | 0 | 0 | 0 | 0 | 0 | 0 | 0 | 0 | 0 | 0 | 0 | 0 | 0 | 0 | 0 | 0 | 0 | 0 | 0 | 0 | 0 | 0 | 0 | 0 | 0 | 0 | 0 | 0 | 0 | 0 | 0 | 0 | 0 | 0 | 0 | 0 | 0 | 0 | 0 | 0 | 0 | 0 | 0 | 0 | 0 | 0 | 0 | 0 | 0 | 0 | 0 | 0 | 0 | 0 | 0 | 0 | 0 | 0 | 0 | 0 | 0 | 0 | 0 | 0 | 0 | 0 | 0 | 0 | 0 | 0 | 0 | 0 | 0 | 0 | 0 | 0 | 0 | 0 | 0 | 0 | 0 | 0 | 0 | 0 | 0 | 0 | 0
|  |  | 25 |  | 0 | 0 | 0 | 0 | 0 | 0 | 0 | 0 | 0 | 0 | 0 | 0 | 0 | 0 | 0 | 0 | 0 | 0 | 0 | 0 | 0 | 0 | 0 | 0 | 0 | 0 | 0 | 0 | 0 | 0 | 0 | 0 | 0 | 0 | 0 | 0 | 0 | 0 | 0 | 0 | 0 | 0 | 0 | 0 | 0 | 0 | 0 | 0 | 0 | 0 | 0 | 0 | 0 | 0 | 0 | 0 | 0 | 0 | 0 | 0 | 0 | 0 | 0 | 0 | 0 | 0 | 0 | 0 | 0 | 0 | 0 | 0 | 0 | 0 | 0 | 0 | 0 | 0 | 0 | 0 | 0 | 0 | 0 | 0 | 0 | 0 | 0 | 0 | 0 | 0 | 0 | 0 | 0 | 0 | 0 | 0 | 0 | 0 | 0 | 0 | 0 | 0 | 0 | 0 | 0 | 0 | 0 | 0 | 0 | 0 | 0 | 0 | 0 | 0 | 0 | 0 | 0 | 0 | 0 | 0 | 0 | 0 | 0 | 0 | 0 | 0 | 0 | 0 | 0 | 0 | 0 | 0 | 0 | 0 | 0 | 0 | 0 | 0 | 0 | 0 | 0 | 0 | 0 | 0 | 0 | 0 | 0 | 0 | 0 | 0 | 0 | 0 | 0 | 0 | 0 | 0 | 0 | 0 | 0 | 0 | 0 | 0 | 0 | 0 | 0 | 0 | 0 | 0 | 0 | 0 | 0 | 0 | 0 | 0 | 0 | 0 | 0 | 0 | 0 | 0 | 0 | 0 | 0 | 0 | 0 | 0 | 0 | 0 | 0 | 0 | 0 | 0 | 0 | 0 | 0 | 0 | 0 | 0 | 0 | 0 | 0 | 0 | 0 | 0 | 0 | 0 | 0 | 0 | 0 | 0 | 0 | 0 | 0 | 0 | 0 | 0 | 0 | 0 | 0 | 0 | 0 | 0 | 0 | 0 | 0 | 0 | 0 | 0 | 0 | 0 | 0 | 0 | 0 | 0 | 0 | 0 | 0 | 0 | 0 | 0 | 0 | 0 | 0 | 0 | 0 | 0 | 0 | 0 | 0 | 0 | 0 | 0 | 0 | 0 | 0 | 0 | 0 | 0 | 0 | 0 | 0 | 0 | 0 | 0 | 0 | 0 | 0 | 0 | 0 | 0 | 0 | 0 | 0 | 0 | 0 | 0 | 0 | 0 | 0 | 0 | 0 | 0 | 0 | 0 | 0 | 0 | 0 | 0 | 0 | 0 | 0 | 0 | 0 | 0 | 0 | 0 | 0 | 0 | 0 | 0 | 0 | 0 | 0 | 0 | 0 | 0 | 0 | 0 | 0 | 0 | 0 | 0 | 0 | 0 | 0 | 0 | 0 | 0 | 0 | 0 | 0 | 0 | 0 | 0 | 0 | 0 | 0 | 0 | 0 | 0 | 0 | 0 | 0 | 0 | 0 | 0 | 0 | 0 | 0 | 0 | 0 | 0 | 0 | 0 | 0 | 0 | 0 | 0 | 0 | 0 | 0 | 0 | 0 | 0 | 0 | 0 | 0 | 0 | 0 | 0
[5 empty] | 0 | 0 | 0 | 0 | 0 | 0 | 0 | 0 | 0 | 94122049.7665 | 131566974.9371 | 211333959.9372 | 252784619.7208 | 321674551.1095 | 230543537.4129 | 31984986.6351 | 89376539.7234 | 7639.5379 | 9938716.0549 | 13892672.4327 | 22315580.9482 | 26692518.5404 | 33966876.3429 | 24343995.5071 | 3377420.0729 | 9437619.054 | 806.6887 | 3970172.8755 | 5549641.5186 | 8914301.7762 | 10662736.7662 | 13568590.7895 | 9724583.1463 | 1349162.3554 | 3770001.9772 | 322.2442 | 0 | 0 | 0 | 0 | 0 | 0 | 0 | 0 | 0 | 0 | 0 | 0 | 0 | 0 | 0 | 0 | 0 | 0 | 0 | 0 | 0 | 0 | 0 | 0 | 0 | 0 | 0 | 0 | 0 | 0 | 0 | 0 | 0 | 0 | 0 | 0 | 0 | 0 | 0 | 0 | 0 | 0 | 20740720.26 | 45407032.8 | 0 | 0 | 0 | 0 | 0 | 0 | 0 | 0 | 0 | 0 | 0 | 0 | 0 | 0 | 0 | 0 | 34487241.3534 | 75501876.4866 | 0 | 0 | 0 | 0 | 0 | 0 | 0 | 0 | 0 | 0 | 0 | 0 | 0 | 0 | 0 | 0 | 0 | 0 | 99213572.6022 | 0 | 0 | 0 | 0 | 0 | 0 | 0 | 0 | 168925899.1092 | 0 | 0 | 0 | 0 | 0 | 0 | 0 | 0 | 0 | 0 | 0 | 0 | 0 | 0 | 0 | 0 | 0 | 0 | 0 | 0 | 0 | 0 | 0 | 0 | 0 | 0 | 0 | 0 | 0 | 0 | 0 | 0 | 0 | 0 | 0 | 0 | 0 | 0 | 0 | 0 | 0 | 0 | 0 | 0 | 0 | 0 | 0 | 0 | 0 | 0 | 0 | 0 | 0 | 0 | 0 | 0 | 0 | 0 | 0 | 0 | 0 | 0 | 0 | 0 | 0 | 0 | 0 | 0 | 0 | 0 | 0 | 0 | 0 | 0 | 0 | 0 | 0 | 0 | 0 | 0 | 0 | 0 | 0 | 0 | 0 | 0 | 0 | 0 | 0 | 0 | 0 | 0 | 0 | 0 | 0 | 0 | 0 | 0 | 0 | 0 | 0 | 0 | 0 | 0 | 0 | 0 | 0 | 0 | 0 | 0 | 0 | 0 | 0 | 0 | 0 | 0 | 0 | 0 | 0 | 0 | 0 | 0 | 0 | 0 | 0 | 0 | 0 | 0 | 0 | 0 | 0 | 0 | 0 | 0 | 0 | 0 | 0 | 0 | 0 | 0 | 0 | 0 | 0 | 0 | 0 | 0 | 0 | 0 | 0 | 0 | 0 | 0 | 0 | 0 | 0 | 0 | 0 | 0 | 0 | 0 | 0 | 0 | 0 | 0 | 0 | 0 | 0 | 0 | 0 | 0 | 0 | 0 | 0 | 0 | 0 | 0 | 0 | 0 | 0 | 0 | 0 | 0 | 0 | 0 | 0 | 0 | 0 | 0 | 0 | 0 | 0 | 0 | 0 | 0 | 0 | 0 | 0 | 0 | 0 | 0 | 0 | 0 | 0 | 0 | 0 | 0 | 0 | 0 | 0 | 0 | 0 | 0 | 0 | 0 | 0 | 0 | 0 | 0 | 0 | 0 | 0 | 0 | 0 | 0 | 0 | 0 | 0 | 0 | 0 | 0 | 0 | 0 | 0 | 0
|  |  |  | 2009146920.4827 | [17 empty] | 1363394858.7804 | [17 empty] | 201475719.091 | [17 empty] | 0 | [17 empty] | 0 | [17 empty] | 66147753.06 | [17 empty] | 109989117.84 | [17 empty] | 268139471.7114 | [17 empty] | 0 | [17 empty] | 0 | [17 empty] | 0 | [17 empty] | 0
|  |  |  | TRUE | [17 empty] | TRUE | [17 empty] | TRUE | [17 empty] | TRUE | [17 empty] | TRUE | [17 empty] | TRUE | [17 empty] | TRUE | [17 empty] | TRUE | [17 empty] | TRUE | [17 empty] | TRUE | [17 empty] | TRUE | [17 empty] | TRUE
Cost allocation by customer category, season, TOU
|  |  |  | Business area: | Wires | Wires | Wires | Wires | Wires | Wires | Wires | Wires | Wires | Retail | Retail | Retail | Retail | Retail | Retail | Retail | Retail | Retail | Total | Total | Total | Total | Total | Total | Total | Total | Total | Wires | Wires | Wires | Retail | Retail | Retail | Total | Total | Total | Total
|  |  |  | Cost class: | Energy | Energy | Energy | Energy | Energy | Energy | Demand | Demand | Customer | Energy | Energy | Energy | Energy | Energy | Energy | Demand | Demand | Customer | Energy | Energy | Energy | Energy | Energy | Energy | Demand | Demand | Customer | Energy | Demand | Customer | Energy | Demand | Customer | Energy | Demand | Customer | All
|  |  |  | Season: | High season | High season | High season | Low season | Low season | Low season | High season | Low season | All | High season | High season | High season | Low season | Low season | Low season | High season | Low season | All | High season | High season | High season | Low season | Low season | Low season | High season | Low season | All | All | All | All | All | All | All | All | All | All | All
|  |  |  | TOU: | Offpeak | Standard | Peak | Offpeak | Standard | Peak | All | All | All | Offpeak | Standard | Peak | Offpeak | Standard | Peak | All | All | All | Offpeak | Standard | Peak | Offpeak | Standard | Peak | All | All | All | All | All | All | All | All | All | All | All | All | All
Customer Categories
|  |  | 1 | Domestic (Standard) | 3181516.6391 | 4447231.2381 | 7143517.5033 | 8544634.0762 | 10873253.8154 | 7792840.2764 | 26581657.7097 | 59121307.6391 | 21622868.7609 | 31400639.3561 | 43892872.5142 | 70504429.8988 | 84333040.9646 | 107315837.1974 | 76913055.8901 | 15119378.3406 | 42248500.3437 | 36817593.6737 | 34582155.9952 | 48340103.7523 | 77647947.402 | 92877675.0407 | 118189091.0128 | 84705896.1665 | 41701036.0502 | 101369807.9829 | 58440462.4345 | 41982993.5484 | 85702965.3488 | 21622868.7609 | 414359875.8212 | 57367878.6843 | 36817593.6737 | 456342869.3696 | 143070844.0331 | 58440462.4345 | 657854175.8372
|  |  | 2 | Domestic (Large) | 270404.3117 | 377980.2649 | 607143.7471 | 726227.821 | 924142.4917 | 662331.1617 | 2520550.255 | 5606054.6965 | 1289240.1361 | 2668811.5249 | 3730554.7412 | 5992331.3324 | 7167656.3367 | 9121016.2912 | 6537014.984 | 1433663.5189 | 4006125.9338 | 2195209.1559 | 2939215.8367 | 4108535.0062 | 6599475.0796 | 7893884.1578 | 10045158.7829 | 7199346.1456 | 3954213.7739 | 9612180.6303 | 3484449.292 | 3568229.7982 | 8126604.9515 | 1289240.1361 | 35217385.2105 | 5439789.4528 | 2195209.1559 | 38785615.0087 | 13566394.4043 | 3484449.292 | 55836458.705
|  |  | 3 | Commercial Small | 340990.7961 | 476648.433 | 765632.8717 | 915802.7151 | 1165381.136 | 835226.438 | 3119530.9835 | 6938271.2313 | 44936094.8937 | 3365479.4954 | 4704380.7219 | 7556572.6694 | 9038705.1338 | 11501971.2027 | 8243440.8291 | 1774357.7056 | 4958137.1963 | 76513385.0358 | 3706470.2915 | 5181029.1548 | 8322205.5411 | 9954507.8489 | 12667352.3387 | 9078667.2671 | 4893888.6891 | 11896408.4276 | 121449479.9294 | 4499682.3899 | 10057802.2148 | 44936094.8937 | 44410550.0522 | 6732494.9019 | 76513385.0358 | 48910232.4422 | 16790297.1168 | 121449479.9294 | 187150009.4884
|  |  | 4 | Commercial Medium | 782910.5587 | 1094378.7785 | 1757883.3977 | 2102671.4605 | 2675700.3608 | 1917669.3466 | 4068116.2971 | 9048057.0378 | 5482240.1253 | 7727098.3903 | 10801198.6859 | 17349795.3528 | 20752752.7606 | 26408380.5254 | 18926835.9672 | 2313903.4481 | 6465804.9041 | 9334695.2057 | 8510008.9489 | 11895577.4643 | 19107678.7505 | 22855424.2211 | 29084080.8862 | 20844505.3138 | 6382019.7452 | 15513861.9419 | 14816935.331 | 10331213.9026 | 13116173.3349 | 5482240.1253 | 101966061.6822 | 8779708.3522 | 9334695.2057 | 112297275.5848 | 21895881.6871 | 14816935.331 | 149010092.6028
|  |  | 5 | Commercial Large | 1191233.0665 | 1665145.7485 | 2674697.3933 | 3199307.6912 | 4071196.5251 | 2917818.7866 | 4984645.9354 | 11086546.5591 | 657868.815 | 11757122.2014 | 16434501.8605 | 26398481.5296 | 31576231.8401 | 40181519.8018 | 28798018.624 | 2835216.2462 | 7922523.7874 | 1120163.4247 | 12948355.268 | 18099647.6091 | 29073178.9229 | 34775539.5313 | 44252716.3269 | 31715837.4107 | 7819862.1816 | 19009070.3466 | 1778032.2397 | 15719399.2113 | 16071192.4945 | 657868.815 | 155145875.8575 | 10757740.0337 | 1120163.4247 | 170865275.0688 | 26828932.5282 | 1778032.2397 | 199472239.8367
|  |  | 6 | Industrial Medium | 3325832.0436 | 4648960.1768 | 7467551.5205 | 8932223.5382 | 11366470.7933 | 8146327.944 | 12998524.7345 | 28910528.7592 | 14034534.7208 | 32824990.2185 | 45883878.1784 | 73702550.943 | 88158435.6727 | 112183744.6156 | 80401875.8547 | 7393429.5399 | 20659666.2523 | 23896819.7265 | 36150822.262 | 50532838.3552 | 81170102.4635 | 97090659.2108 | 123550215.4089 | 88548203.7987 | 20391954.2744 | 49570195.0115 | 37931354.4473 | 43887366.0164 | 41909053.4937 | 14034534.7208 | 433155475.4829 | 28053095.7922 | 23896819.7265 | 477042841.4992 | 69962149.2859 | 37931354.4473 | 584936345.2324
|  |  | 7 | Industrial Large | 327247.4248 | 457437.4851 | 734774.6287 | 878891.9923 | 1118411.3473 | 801563.28 | 1307110.4107 | 2907195.539 | 2704571.7951 | 3229836.4375 | 4514774.2817 | 7252010.8305 | 8674407.0879 | 11038393.116 | 7911195.2983 | 743471.1954 | 2077502.2853 | 4605116.3015 | 3557083.8624 | 4972211.7669 | 7986785.4592 | 9553299.0803 | 12156804.4633 | 8712758.5783 | 2050581.6061 | 4984697.8242 | 7309688.0966 | 4318326.1583 | 4214305.9497 | 2704571.7951 | 42620617.052 | 2820973.4806 | 4605116.3015 | 46938943.2103 | 7035279.4304 | 7309688.0966 | 61283910.7373
|  |  | 8 | Commercial Medium-Flexi-time | 1466.9095 | 2050.4955 | 3293.6786 | 3939.6948 | 5013.357 | 3593.0634 | 7903.1223 | 17577.6444 | 18274.1338 | 14477.9676 | 20237.7913 | 32507.6454 | 38883.6361 | 49480.3687 | 35462.4859 | 4495.2161 | 12561.1078 | 31115.6507 | 15944.877 | 22288.2868 | 35801.324 | 42823.3308 | 54493.7257 | 39055.5493 | 12398.3385 | 30138.7522 | 49389.7844 | 19357.1988 | 25480.7668 | 18274.1338 | 191049.8948 | 17056.3239 | 31115.6507 | 210407.0937 | 42537.0907 | 49389.7844 | 302333.9688
|  |  | 9 | Commercial Large-Flexi-time | 0 | 0 | 0 | 0 | 0 | 0 | 0 | 0 | 0 | 0 | 0 | 0 | 0 | 0 | 0 | 0 | 0 | 0 | 0 | 0 | 0 | 0 | 0 | 0 | 0 | 0 | 0 | 0 | 0 | 0 | 0 | 0 | 0 | 0 | 0 | 0 | 0
|  |  | 10 | Industrial Medium-Flexi-time | 0 | 0 | 0 | 0 | 0 | 0 | 0 | 0 | 0 | 0 | 0 | 0 | 0 | 0 | 0 | 0 | 0 | 0 | 0 | 0 | 0 | 0 | 0 | 0 | 0 | 0 | 0 | 0 | 0 | 0 | 0 | 0 | 0 | 0 | 0 | 0 | 0
|  |  | 11 | Industrial Large-Flexi-time | 301676.392 | 421693.4332 | 677359.5209 | 810215.5894 | 1031018.9612 | 738929.3235 | 1450251.3885 | 3225561.0027 | 868473.6832 | 2977457.817 | 4161990.9358 | 6685340.4976 | 7996591.0632 | 10175855.8076 | 7293016.454 | 824888.3373 | 2305008.4745 | 1478763.5969 | 3279134.209 | 4583684.369 | 7362700.0185 | 8806806.6526 | 11206874.7688 | 8031945.7776 | 2275139.7259 | 5530569.4772 | 2347237.2802 | 3980893.2202 | 4675812.3912 | 868473.6832 | 39290252.5752 | 3129896.8118 | 1478763.5969 | 43271145.7954 | 7805709.2031 | 2347237.2802 | 53424092.2787
|  |  | 12 | FBE (Domestic Indigent) | 96314.5006 | 134631.6567 | 216256.7099 | 258672.909 | 329167.5418 | 235913.7496 | 777047.1419 | 1728261.0299 | 3141323.5918 | 950595.9709 | 1328775.1021 | 2134390.521 | 2553026.0085 | 3248787.4308 | 2328399.7569 | 441976.5635 | 1235027.4314 | 5348780.3528 | 1046910.4716 | 1463406.7587 | 2350647.231 | 2811698.9174 | 3577954.9726 | 2564313.5064 | 1219023.7055 | 2963288.4613 | 8490103.9446 | 1270957.0676 | 2505308.1718 | 3141323.5918 | 12543974.7901 | 1677003.9949 | 5348780.3528 | 13814931.8577 | 4182312.1668 | 8490103.9446 | 26487347.9691
|  |  | 13 | Other consumers | 0 | 0 | 0 | 0 | 0 | 0 | 0 | 0 | 0 | 0 | 0 | 0 | 0 | 0 | 0 | 0 | 0 | 0 | 0 | 0 | 0 | 0 | 0 | 0 | 0 | 0 | 0 | 0 | 0 | 0 | 0 | 0 | 0 | 0 | 0 | 0 | 0
|  |  | 14 | Sold to other municipal departments | 119123.4122 | 166514.7224 | 267469.9764 | 319931.0527 | 407120.0134 | 291782.1373 | 790043.7076 | 1757167.2014 | 4458888.6352 | 1175713.2623 | 1643451.6428 | 2639850.4929 | 3157625.9829 | 4018155.5418 | 2879804.415 | 449368.8788 | 1255683.984 | 7592218.7673 | 1294836.6745 | 1809966.3652 | 2907320.4693 | 3477557.0356 | 4425275.5552 | 3171586.5523 | 1239412.5864 | 3012851.1854 | 12051107.4025 | 1571941.3145 | 2547210.909 | 4458888.6352 | 15514601.3376 | 1705052.8627 | 7592218.7673 | 17086542.6521 | 4252263.7718 | 12051107.4025 | 33389913.8264
|  |  | 15 |  | 0 | 0 | 0 | 0 | 0 | 0 | 0 | 0 | 0 | 0 | 0 | 0 | 0 | 0 | 0 | 0 | 0 | 0 | 0 | 0 | 0 | 0 | 0 | 0 | 0 | 0 | 0 | 0 | 0 | 0 | 0 | 0 | 0 | 0 | 0 | 0 | 0
|  |  | 16 |  | 0 | 0 | 0 | 0 | 0 | 0 | 0 | 0 | 0 | 0 | 0 | 0 | 0 | 0 | 0 | 0 | 0 | 0 | 0 | 0 | 0 | 0 | 0 | 0 | 0 | 0 | 0 | 0 | 0 | 0 | 0 | 0 | 0 | 0 | 0 | 0 | 0
|  |  | 17 |  | 0 | 0 | 0 | 0 | 0 | 0 | 0 | 0 | 0 | 0 | 0 | 0 | 0 | 0 | 0 | 0 | 0 | 0 | 0 | 0 | 0 | 0 | 0 | 0 | 0 | 0 | 0 | 0 | 0 | 0 | 0 | 0 | 0 | 0 | 0 | 0 | 0
|  |  | 18 |  | 0 | 0 | 0 | 0 | 0 | 0 | 0 | 0 | 0 | 0 | 0 | 0 | 0 | 0 | 0 | 0 | 0 | 0 | 0 | 0 | 0 | 0 | 0 | 0 | 0 | 0 | 0 | 0 | 0 | 0 | 0 | 0 | 0 | 0 | 0 | 0 | 0
|  |  | 19 |  | 0 | 0 | 0 | 0 | 0 | 0 | 0 | 0 | 0 | 0 | 0 | 0 | 0 | 0 | 0 | 0 | 0 | 0 | 0 | 0 | 0 | 0 | 0 | 0 | 0 | 0 | 0 | 0 | 0 | 0 | 0 | 0 | 0 | 0 | 0 | 0 | 0
|  |  | 20 |  | 0 | 0 | 0 | 0 | 0 | 0 | 0 | 0 | 0 | 0 | 0 | 0 | 0 | 0 | 0 | 0 | 0 | 0 | 0 | 0 | 0 | 0 | 0 | 0 | 0 | 0 | 0 | 0 | 0 | 0 | 0 | 0 | 0 | 0 | 0 | 0 | 0
|  |  | 21 |  | 0 | 0 | 0 | 0 | 0 | 0 | 0 | 0 | 0 | 0 | 0 | 0 | 0 | 0 | 0 | 0 | 0 | 0 | 0 | 0 | 0 | 0 | 0 | 0 | 0 | 0 | 0 | 0 | 0 | 0 | 0 | 0 | 0 | 0 | 0 | 0 | 0
|  |  | 22 |  | 0 | 0 | 0 | 0 | 0 | 0 | 0 | 0 | 0 | 0 | 0 | 0 | 0 | 0 | 0 | 0 | 0 | 0 | 0 | 0 | 0 | 0 | 0 | 0 | 0 | 0 | 0 | 0 | 0 | 0 | 0 | 0 | 0 | 0 | 0 | 0 | 0
|  |  | 23 |  | 0 | 0 | 0 | 0 | 0 | 0 | 0 | 0 | 0 | 0 | 0 | 0 | 0 | 0 | 0 | 0 | 0 | 0 | 0 | 0 | 0 | 0 | 0 | 0 | 0 | 0 | 0 | 0 | 0 | 0 | 0 | 0 | 0 | 0 | 0 | 0 | 0
|  |  | 24 |  | 0 | 0 | 0 | 0 | 0 | 0 | 0 | 0 | 0 | 0 | 0 | 0 | 0 | 0 | 0 | 0 | 0 | 0 | 0 | 0 | 0 | 0 | 0 | 0 | 0 | 0 | 0 | 0 | 0 | 0 | 0 | 0 | 0 | 0 | 0 | 0 | 0
|  |  | 25 |  | 0 | 0 | 0 | 0 | 0 | 0 | 0 | 0 | 0 | 0 | 0 | 0 | 0 | 0 | 0 | 0 | 0 | 0 | 0 | 0 | 0 | 0 | 0 | 0 | 0 | 0 | 0 | 0 | 0 | 0 | 0 | 0 | 0 | 0 | 0 | 0 | 0
[5 empty] | 9938716.0549 | 13892672.4327 | 22315580.9482 | 26692518.5404 | 33966876.3429 | 24343995.5071 | 58605381.6864 | 130346528.3405 | 99214379.2909 | 98092222.642 | 137116616.4558 | 220248261.7134 | 263447356.487 | 335243141.8989 | 240268120.5592 | 33334148.9905 | 93146541.7005 | 168933860.8913 | 108030938.6969 | 151009288.8885 | 242563842.6616 | 290139875.0274 | 369210018.2419 | 264612116.0663 | 91939530.6769 | 223493070.0411 | 268148240.1823 | [6 empty] | 1425566079.5825 | 315432600.718 | 268148240.1823 | 2009146920.4827
Cost allocation by customer category, function
[5 empty] | 1 | 2 | 3 | 4 | 5 | 6 | 7 | 8 | 9 | 10 | 11 | 12 | 13 | 14 | 15 | 16 | 17 | 18 | 19 | 20 |  | All
|  |  |  | Function: | Eskom Energy Purchase - excl. losses | Eskom Energy Purchase - cost of losses | Other Energy Purchase | CAPEX and return | Depreciation | Network repairs & maintenance | OPEX | 0 | 0 | 0 | 0 | 0 | 0 | 0 | 0 | 0 | 0 | 0 | 0 | 0
Customer Categories
|  |  | 1 | Domestic (Standard) | 452636766.8131 | 66888412.7686 | 0 | 0 | 30002652.9904 | 49887791.8389 | 58438551.4263 | 0 | 0 | 0 | 0 | 0 | 0 | 0 | 0 | 0 | 0 | 0 | 0 | 0 |  | 657854175.8372
|  |  | 2 | Domestic (Large) | 39011720.3154 | 5764958.2239 | 0 | 0 | 2844938.9978 | 4730505.8177 | 3484335.3502 | 0 | 0 | 0 | 0 | 0 | 0 | 0 | 0 | 0 | 0 | 0 | 0 | 0 |  | 55836458.705
|  |  | 3 | Commercial Small | 49076547.5688 | 7252288.3948 | 0 | 0 | 3521007.1025 | 5854657.9014 | 121445508.5209 | 0 | 0 | 0 | 0 | 0 | 0 | 0 | 0 | 0 | 0 | 0 | 0 | 0 |  | 187150009.4884
|  |  | 4 | Commercial Medium | 106263881.1308 | 15703148.4506 | 0 | 0 | 4591673.0597 | 7634939.1458 | 14816450.8159 | 0 | 0 | 0 | 0 | 0 | 0 | 0 | 0 | 0 | 0 | 0 | 0 | 0 |  | 149010092.6028
|  |  | 5 | Commercial Large | 159188903.4599 | 23524145.3269 | 0 | 0 | 5626157.8534 | 9355059.0987 | 1777974.0979 | 0 | 0 | 0 | 0 | 0 | 0 | 0 | 0 | 0 | 0 | 0 | 0 | 0 |  | 199472239.8367
|  |  | 6 | Industrial Medium | 442542751.4412 | 65396769.3225 | 0 | 0 | 14671403.5391 | 24395306.8409 | 37930114.0887 | 0 | 0 | 0 | 0 | 0 | 0 | 0 | 0 | 0 | 0 | 0 | 0 | 0 |  | 584936345.2324
|  |  | 7 | Industrial Large | 43602601.2906 | 6443375.8076 | 0 | 0 | 1475332.3702 | 2453152.1997 | 7309449.0692 | 0 | 0 | 0 | 0 | 0 | 0 | 0 | 0 | 0 | 0 | 0 | 0 | 0 |  | 61283910.7373
|  |  | 8 | Commercial Medium-Flexi-time | 199684.7597 | 29508.4218 | 0 | 0 | 8920.2351 | 14832.3828 | 49388.1694 | 0 | 0 | 0 | 0 | 0 | 0 | 0 | 0 | 0 | 0 | 0 | 0 | 0 |  | 302333.9688
|  |  | 9 | Commercial Large-Flexi-time | 0 | 0 | 0 | 0 | 0 | 0 | 0 | 0 | 0 | 0 | 0 | 0 | 0 | 0 | 0 | 0 | 0 | 0 | 0 | 0 |  | 0
|  |  | 10 | Industrial Medium-Flexi-time | 0 | 0 | 0 | 0 | 0 | 0 | 0 | 0 | 0 | 0 | 0 | 0 | 0 | 0 | 0 | 0 | 0 | 0 | 0 | 0 |  | 0
|  |  | 11 | Industrial Large-Flexi-time | 40703308.2121 | 6014932.6797 | 0 | 0 | 1636895.2469 | 2721795.6147 | 2347160.5253 | 0 | 0 | 0 | 0 | 0 | 0 | 0 | 0 | 0 | 0 | 0 | 0 | 0 |  | 53424092.2787
|  |  | 12 | FBE (Domestic Indigent) | 13645642.4752 | 2016485.2555 | 0 | 0 | 877051.2363 | 1458342.6846 | 8489826.3175 | 0 | 0 | 0 | 0 | 0 | 0 | 0 | 0 | 0 | 0 | 0 | 0 | 0 |  | 26487347.9691
|  |  | 13 | Other consumers | 0 | 0 | 0 | 0 | 0 | 0 | 0 | 0 | 0 | 0 | 0 | 0 | 0 | 0 | 0 | 0 | 0 | 0 | 0 | 0 |  | 0
|  |  | 14 | Sold to other municipal departments | 16523051.3136 | 2441694.4391 | 0 | 0 | 891720.4286 | 1482734.3148 | 12050713.3303 | 0 | 0 | 0 | 0 | 0 | 0 | 0 | 0 | 0 | 0 | 0 | 0 | 0 |  | 33389913.8264
|  |  | 15 |  | 0 | 0 | 0 | 0 | 0 | 0 | 0 | 0 | 0 | 0 | 0 | 0 | 0 | 0 | 0 | 0 | 0 | 0 | 0 | 0 |  | 0
|  |  | 16 |  | 0 | 0 | 0 | 0 | 0 | 0 | 0 | 0 | 0 | 0 | 0 | 0 | 0 | 0 | 0 | 0 | 0 | 0 | 0 | 0 |  | 0
|  |  | 17 |  | 0 | 0 | 0 | 0 | 0 | 0 | 0 | 0 | 0 | 0 | 0 | 0 | 0 | 0 | 0 | 0 | 0 | 0 | 0 | 0 |  | 0
|  |  | 18 |  | 0 | 0 | 0 | 0 | 0 | 0 | 0 | 0 | 0 | 0 | 0 | 0 | 0 | 0 | 0 | 0 | 0 | 0 | 0 | 0 |  | 0
|  |  | 19 |  | 0 | 0 | 0 | 0 | 0 | 0 | 0 | 0 | 0 | 0 | 0 | 0 | 0 | 0 | 0 | 0 | 0 | 0 | 0 | 0 |  | 0
|  |  | 20 |  | 0 | 0 | 0 | 0 | 0 | 0 | 0 | 0 | 0 | 0 | 0 | 0 | 0 | 0 | 0 | 0 | 0 | 0 | 0 | 0 |  | 0
|  |  | 21 |  | 0 | 0 | 0 | 0 | 0 | 0 | 0 | 0 | 0 | 0 | 0 | 0 | 0 | 0 | 0 | 0 | 0 | 0 | 0 | 0 |  | 0
|  |  | 22 |  | 0 | 0 | 0 | 0 | 0 | 0 | 0 | 0 | 0 | 0 | 0 | 0 | 0 | 0 | 0 | 0 | 0 | 0 | 0 | 0 |  | 0
|  |  | 23 |  | 0 | 0 | 0 | 0 | 0 | 0 | 0 | 0 | 0 | 0 | 0 | 0 | 0 | 0 | 0 | 0 | 0 | 0 | 0 | 0 |  | 0
|  |  | 24 |  | 0 | 0 | 0 | 0 | 0 | 0 | 0 | 0 | 0 | 0 | 0 | 0 | 0 | 0 | 0 | 0 | 0 | 0 | 0 | 0 |  | 0
|  |  | 25 |  | 0 | 0 | 0 | 0 | 0 | 0 | 0 | 0 | 0 | 0 | 0 | 0 | 0 | 0 | 0 | 0 | 0 | 0 | 0 | 0 |  | 0
[5 empty] | 1363394858.7804 | 201475719.091 | 0 | 0 | 66147753.06 | 109989117.84 | 268139471.7114 | 0 | 0 | 0 | 0 | 0 | 0 | 0 | 0 | 0 | 0 | 0 | 0 | 0 |  | 2009146920.4827
Cost allocation by customer category, business area
|  |  |  | Business area: | 1: Wires; 2: Retail; 3: Total
Customer Categories | bar: 1 to 3
|  |  | 1 | Domestic (Standard) | 1: 149308827.6581; 2: 508545348.1792; 3: 657854175.8372
|  |  | 2 | Domestic (Large) | 1: 12984074.8859; 2: 42852383.8191; 3: 55836458.705
|  |  | 3 | Commercial Small | 1: 59493579.4985; 2: 127656429.9899; 3: 187150009.4884
|  |  | 4 | Commercial Medium | 1: 28929627.3628; 2: 120080465.24; 3: 149010092.6028
|  |  | 5 | Commercial Large | 1: 32448460.5209; 2: 167023779.3158; 3: 199472239.8367
|  |  | 6 | Industrial Medium | 1: 99830954.2309; 2: 485105391.0015; 3: 584936345.2324
|  |  | 7 | Industrial Large | 1: 11237203.9032; 2: 50046706.8341; 3: 61283910.7373
|  |  | 8 | Commercial Medium-Flexi-time | 1: 63112.0994; 2: 239221.8694; 3: 302333.9688
|  |  | 9 | Commercial Large-Flexi-time | 1: 0; 2: 0; 3: 0
|  |  | 10 | Industrial Medium-Flexi-time | 1: 0; 2: 0; 3: 0
|  |  | 11 | Industrial Large-Flexi-time | 1: 9525179.2946; 2: 43898912.984; 3: 53424092.2787
|  |  | 12 | FBE (Domestic Indigent) | 1: 6917588.8312; 2: 19569759.1379; 3: 26487347.9691
|  |  | 13 | Other consumers | 1: 0; 2: 0; 3: 0
|  |  | 14 | Sold to other municipal departments | 1: 8578040.8588; 2: 24811872.9677; 3: 33389913.8264
|  |  | 15 |  | 1: 0; 2: 0; 3: 0
|  |  | 16 |  | 1: 0; 2: 0; 3: 0
|  |  | 17 |  | 1: 0; 2: 0; 3: 0
|  |  | 18 |  | 1: 0; 2: 0; 3: 0
|  |  | 19 |  | 1: 0; 2: 0; 3: 0
|  |  | 20 |  | 1: 0; 2: 0; 3: 0
|  |  | 21 |  | 1: 0; 2: 0; 3: 0
|  |  | 22 |  | 1: 0; 2: 0; 3: 0
|  |  | 23 |  | 1: 0; 2: 0; 3: 0
|  |  | 24 |  | 1: 0; 2: 0; 3: 0
|  |  | 25 |  | 1: 0; 2: 0; 3: 0
[5 empty] | 419316649.1441 | 1589830271.3386 | 2009146920.4827
TRUE
End of sheet
Next sheet >
< Previous sheet
Map
Guide

## 5) COS Results (Year 2)
5) COS Results (Year 2)
This sheet shows the COS results and cost-reflective charges by function, business area, class, season and Time Of Use
Cost of Supply Results
Cost reflective charges by function, business area, class, season, TOU
[5 empty] | 1 | 1 | 1 | 1 | 1 | 1 | 1 | 1 | 1 |  | 1 | 1 | 1 | 1 | 1 | 1 | 1 | 1 | 1 |  | 2 | 2 | 2 | 2 | 2 | 2 | 2 | 2 | 2 |  | 2 | 2 | 2 | 2 | 2 | 2 | 2 | 2 | 2 |  | 3 | 3 | 3 | 3 | 3 | 3 | 3 | 3 | 3 |  | 3 | 3 | 3 | 3 | 3 | 3 | 3 | 3 | 3 |  | 4 | 4 | 4 | 4 | 4 | 4 | 4 | 4 | 4 |  | 4 | 4 | 4 | 4 | 4 | 4 | 4 | 4 | 4 |  | 5 | 5 | 5 | 5 | 5 | 5 | 5 | 5 | 5 |  | 5 | 5 | 5 | 5 | 5 | 5 | 5 | 5 | 5 |  | 6 | 6 | 6 | 6 | 6 | 6 | 6 | 6 | 6 |  | 6 | 6 | 6 | 6 | 6 | 6 | 6 | 6 | 6 |  | 7 | 7 | 7 | 7 | 7 | 7 | 7 | 7 | 7 |  | 7 | 7 | 7 | 7 | 7 | 7 | 7 | 7 | 7 |  | 8 | 8 | 8 | 8 | 8 | 8 | 8 | 8 | 8 |  | 8 | 8 | 8 | 8 | 8 | 8 | 8 | 8 | 8 |  | 9 | 9 | 9 | 9 | 9 | 9 | 9 | 9 | 9 |  | 9 | 9 | 9 | 9 | 9 | 9 | 9 | 9 | 9 |  | 10 | 10 | 10 | 10 | 10 | 10 | 10 | 10 | 10 |  | 10 | 10 | 10 | 10 | 10 | 10 | 10 | 10 | 10 |  | 11 | 11 | 11 | 11 | 11 | 11 | 11 | 11 | 11 |  | 11 | 11 | 11 | 11 | 11 | 11 | 11 | 11 | 11 |  | 12 | 12 | 12 | 12 | 12 | 12 | 12 | 12 | 12 |  | 12 | 12 | 12 | 12 | 12 | 12 | 12 | 12 | 12 |  | 13 | 13 | 13 | 13 | 13 | 13 | 13 | 13 | 13 |  | 13 | 13 | 13 | 13 | 13 | 13 | 13 | 13 | 13 |  | 14 | 14 | 14 | 14 | 14 | 14 | 14 | 14 | 14 |  | 14 | 14 | 14 | 14 | 14 | 14 | 14 | 14 | 14 |  | 15 | 15 | 15 | 15 | 15 | 15 | 15 | 15 | 15 |  | 15 | 15 | 15 | 15 | 15 | 15 | 15 | 15 | 15 |  | 16 | 16 | 16 | 16 | 16 | 16 | 16 | 16 | 16 |  | 16 | 16 | 16 | 16 | 16 | 16 | 16 | 16 | 16 |  | 17 | 17 | 17 | 17 | 17 | 17 | 17 | 17 | 17 |  | 17 | 17 | 17 | 17 | 17 | 17 | 17 | 17 | 17 |  | 18 | 18 | 18 | 18 | 18 | 18 | 18 | 18 | 18 |  | 18 | 18 | 18 | 18 | 18 | 18 | 18 | 18 | 18 |  | 19 | 19 | 19 | 19 | 19 | 19 | 19 | 19 | 19 |  | 19 | 19 | 19 | 19 | 19 | 19 | 19 | 19 | 19 |  | 20 | 20 | 20 | 20 | 20 | 20 | 20 | 20 | 20 |  | 20 | 20 | 20 | 20 | 20 | 20 | 20 | 20 | 20
|  |  |  | Function: | Eskom Energy Purchase - excl. losses | Eskom Energy Purchase - excl. losses | Eskom Energy Purchase - excl. losses | Eskom Energy Purchase - excl. losses | Eskom Energy Purchase - excl. losses | Eskom Energy Purchase - excl. losses | Eskom Energy Purchase - excl. losses | Eskom Energy Purchase - excl. losses | Eskom Energy Purchase - excl. losses |  | Eskom Energy Purchase - excl. losses | Eskom Energy Purchase - excl. losses | Eskom Energy Purchase - excl. losses | Eskom Energy Purchase - excl. losses | Eskom Energy Purchase - excl. losses | Eskom Energy Purchase - excl. losses | Eskom Energy Purchase - excl. losses | Eskom Energy Purchase - excl. losses | Eskom Energy Purchase - excl. losses |  | Eskom Energy Purchase - cost of losses | Eskom Energy Purchase - cost of losses | Eskom Energy Purchase - cost of losses | Eskom Energy Purchase - cost of losses | Eskom Energy Purchase - cost of losses | Eskom Energy Purchase - cost of losses | Eskom Energy Purchase - cost of losses | Eskom Energy Purchase - cost of losses | Eskom Energy Purchase - cost of losses |  | Eskom Energy Purchase - cost of losses | Eskom Energy Purchase - cost of losses | Eskom Energy Purchase - cost of losses | Eskom Energy Purchase - cost of losses | Eskom Energy Purchase - cost of losses | Eskom Energy Purchase - cost of losses | Eskom Energy Purchase - cost of losses | Eskom Energy Purchase - cost of losses | Eskom Energy Purchase - cost of losses |  | Other Energy Purchase | Other Energy Purchase | Other Energy Purchase | Other Energy Purchase | Other Energy Purchase | Other Energy Purchase | Other Energy Purchase | Other Energy Purchase | Other Energy Purchase |  | Other Energy Purchase | Other Energy Purchase | Other Energy Purchase | Other Energy Purchase | Other Energy Purchase | Other Energy Purchase | Other Energy Purchase | Other Energy Purchase | Other Energy Purchase |  | CAPEX and return | CAPEX and return | CAPEX and return | CAPEX and return | CAPEX and return | CAPEX and return | CAPEX and return | CAPEX and return | CAPEX and return |  | CAPEX and return | CAPEX and return | CAPEX and return | CAPEX and return | CAPEX and return | CAPEX and return | CAPEX and return | CAPEX and return | CAPEX and return |  | Depreciation | Depreciation | Depreciation | Depreciation | Depreciation | Depreciation | Depreciation | Depreciation | Depreciation |  | Depreciation | Depreciation | Depreciation | Depreciation | Depreciation | Depreciation | Depreciation | Depreciation | Depreciation |  | Network repairs & maintenance | Network repairs & maintenance | Network repairs & maintenance | Network repairs & maintenance | Network repairs & maintenance | Network repairs & maintenance | Network repairs & maintenance | Network repairs & maintenance | Network repairs & maintenance |  | Network repairs & maintenance | Network repairs & maintenance | Network repairs & maintenance | Network repairs & maintenance | Network repairs & maintenance | Network repairs & maintenance | Network repairs & maintenance | Network repairs & maintenance | Network repairs & maintenance |  | OPEX | OPEX | OPEX | OPEX | OPEX | OPEX | OPEX | OPEX | OPEX |  | OPEX | OPEX | OPEX | OPEX | OPEX | OPEX | OPEX | OPEX | OPEX |  | 0 | 0 | 0 | 0 | 0 | 0 | 0 | 0 | 0 |  | 0 | 0 | 0 | 0 | 0 | 0 | 0 | 0 | 0 |  | 0 | 0 | 0 | 0 | 0 | 0 | 0 | 0 | 0 |  | 0 | 0 | 0 | 0 | 0 | 0 | 0 | 0 | 0 |  | 0 | 0 | 0 | 0 | 0 | 0 | 0 | 0 | 0 |  | 0 | 0 | 0 | 0 | 0 | 0 | 0 | 0 | 0 |  | 0 | 0 | 0 | 0 | 0 | 0 | 0 | 0 | 0 |  | 0 | 0 | 0 | 0 | 0 | 0 | 0 | 0 | 0 |  | 0 | 0 | 0 | 0 | 0 | 0 | 0 | 0 | 0 |  | 0 | 0 | 0 | 0 | 0 | 0 | 0 | 0 | 0 |  | 0 | 0 | 0 | 0 | 0 | 0 | 0 | 0 | 0 |  | 0 | 0 | 0 | 0 | 0 | 0 | 0 | 0 | 0 |  | 0 | 0 | 0 | 0 | 0 | 0 | 0 | 0 | 0 |  | 0 | 0 | 0 | 0 | 0 | 0 | 0 | 0 | 0 |  | 0 | 0 | 0 | 0 | 0 | 0 | 0 | 0 | 0 |  | 0 | 0 | 0 | 0 | 0 | 0 | 0 | 0 | 0 |  | 0 | 0 | 0 | 0 | 0 | 0 | 0 | 0 | 0 |  | 0 | 0 | 0 | 0 | 0 | 0 | 0 | 0 | 0 |  | 0 | 0 | 0 | 0 | 0 | 0 | 0 | 0 | 0 |  | 0 | 0 | 0 | 0 | 0 | 0 | 0 | 0 | 0 |  | 0 | 0 | 0 | 0 | 0 | 0 | 0 | 0 | 0 |  | 0 | 0 | 0 | 0 | 0 | 0 | 0 | 0 | 0 |  | 0 | 0 | 0 | 0 | 0 | 0 | 0 | 0 | 0 |  | 0 | 0 | 0 | 0 | 0 | 0 | 0 | 0 | 0 |  | 0 | 0 | 0 | 0 | 0 | 0 | 0 | 0 | 0 |  | 0 | 0 | 0 | 0 | 0 | 0 | 0 | 0 | 0
|  |  |  | Business area: | Wires | Wires | Wires | Wires | Wires | Wires | Wires | Wires | Wires |  | Retail | Retail | Retail | Retail | Retail | Retail | Retail | Retail | Retail |  | Wires | Wires | Wires | Wires | Wires | Wires | Wires | Wires | Wires |  | Retail | Retail | Retail | Retail | Retail | Retail | Retail | Retail | Retail |  | Wires | Wires | Wires | Wires | Wires | Wires | Wires | Wires | Wires |  | Retail | Retail | Retail | Retail | Retail | Retail | Retail | Retail | Retail |  | Wires | Wires | Wires | Wires | Wires | Wires | Wires | Wires | Wires |  | Retail | Retail | Retail | Retail | Retail | Retail | Retail | Retail | Retail |  | Wires | Wires | Wires | Wires | Wires | Wires | Wires | Wires | Wires |  | Retail | Retail | Retail | Retail | Retail | Retail | Retail | Retail | Retail |  | Wires | Wires | Wires | Wires | Wires | Wires | Wires | Wires | Wires |  | Retail | Retail | Retail | Retail | Retail | Retail | Retail | Retail | Retail |  | Wires | Wires | Wires | Wires | Wires | Wires | Wires | Wires | Wires |  | Retail | Retail | Retail | Retail | Retail | Retail | Retail | Retail | Retail |  | Wires | Wires | Wires | Wires | Wires | Wires | Wires | Wires | Wires |  | Retail | Retail | Retail | Retail | Retail | Retail | Retail | Retail | Retail |  | Wires | Wires | Wires | Wires | Wires | Wires | Wires | Wires | Wires |  | Retail | Retail | Retail | Retail | Retail | Retail | Retail | Retail | Retail |  | Wires | Wires | Wires | Wires | Wires | Wires | Wires | Wires | Wires |  | Retail | Retail | Retail | Retail | Retail | Retail | Retail | Retail | Retail |  | Wires | Wires | Wires | Wires | Wires | Wires | Wires | Wires | Wires |  | Retail | Retail | Retail | Retail | Retail | Retail | Retail | Retail | Retail |  | Wires | Wires | Wires | Wires | Wires | Wires | Wires | Wires | Wires |  | Retail | Retail | Retail | Retail | Retail | Retail | Retail | Retail | Retail |  | Wires | Wires | Wires | Wires | Wires | Wires | Wires | Wires | Wires |  | Retail | Retail | Retail | Retail | Retail | Retail | Retail | Retail | Retail |  | Wires | Wires | Wires | Wires | Wires | Wires | Wires | Wires | Wires |  | Retail | Retail | Retail | Retail | Retail | Retail | Retail | Retail | Retail |  | Wires | Wires | Wires | Wires | Wires | Wires | Wires | Wires | Wires |  | Retail | Retail | Retail | Retail | Retail | Retail | Retail | Retail | Retail |  | Wires | Wires | Wires | Wires | Wires | Wires | Wires | Wires | Wires |  | Retail | Retail | Retail | Retail | Retail | Retail | Retail | Retail | Retail |  | Wires | Wires | Wires | Wires | Wires | Wires | Wires | Wires | Wires |  | Retail | Retail | Retail | Retail | Retail | Retail | Retail | Retail | Retail |  | Wires | Wires | Wires | Wires | Wires | Wires | Wires | Wires | Wires |  | Retail | Retail | Retail | Retail | Retail | Retail | Retail | Retail | Retail |  | Wires | Wires | Wires | Wires | Wires | Wires | Wires | Wires | Wires |  | Retail | Retail | Retail | Retail | Retail | Retail | Retail | Retail | Retail |  | Wires | Wires | Wires | Wires | Wires | Wires | Wires | Wires | Wires |  | Retail | Retail | Retail | Retail | Retail | Retail | Retail | Retail | Retail
|  |  |  | Cost class: | Energy | Energy | Energy | Energy | Energy | Energy | Demand | Demand | Customer |  | Energy | Energy | Energy | Energy | Energy | Energy | Demand | Demand | Customer |  | Energy | Energy | Energy | Energy | Energy | Energy | Demand | Demand | Customer |  | Energy | Energy | Energy | Energy | Energy | Energy | Demand | Demand | Customer |  | Energy | Energy | Energy | Energy | Energy | Energy | Demand | Demand | Customer |  | Energy | Energy | Energy | Energy | Energy | Energy | Demand | Demand | Customer |  | Energy | Energy | Energy | Energy | Energy | Energy | Demand | Demand | Customer |  | Energy | Energy | Energy | Energy | Energy | Energy | Demand | Demand | Customer |  | Energy | Energy | Energy | Energy | Energy | Energy | Demand | Demand | Customer |  | Energy | Energy | Energy | Energy | Energy | Energy | Demand | Demand | Customer |  | Energy | Energy | Energy | Energy | Energy | Energy | Demand | Demand | Customer |  | Energy | Energy | Energy | Energy | Energy | Energy | Demand | Demand | Customer |  | Energy | Energy | Energy | Energy | Energy | Energy | Demand | Demand | Customer |  | Energy | Energy | Energy | Energy | Energy | Energy | Demand | Demand | Customer |  | Energy | Energy | Energy | Energy | Energy | Energy | Demand | Demand | Customer |  | Energy | Energy | Energy | Energy | Energy | Energy | Demand | Demand | Customer |  | Energy | Energy | Energy | Energy | Energy | Energy | Demand | Demand | Customer |  | Energy | Energy | Energy | Energy | Energy | Energy | Demand | Demand | Customer |  | Energy | Energy | Energy | Energy | Energy | Energy | Demand | Demand | Customer |  | Energy | Energy | Energy | Energy | Energy | Energy | Demand | Demand | Customer |  | Energy | Energy | Energy | Energy | Energy | Energy | Demand | Demand | Customer |  | Energy | Energy | Energy | Energy | Energy | Energy | Demand | Demand | Customer |  | Energy | Energy | Energy | Energy | Energy | Energy | Demand | Demand | Customer |  | Energy | Energy | Energy | Energy | Energy | Energy | Demand | Demand | Customer |  | Energy | Energy | Energy | Energy | Energy | Energy | Demand | Demand | Customer |  | Energy | Energy | Energy | Energy | Energy | Energy | Demand | Demand | Customer |  | Energy | Energy | Energy | Energy | Energy | Energy | Demand | Demand | Customer |  | Energy | Energy | Energy | Energy | Energy | Energy | Demand | Demand | Customer |  | Energy | Energy | Energy | Energy | Energy | Energy | Demand | Demand | Customer |  | Energy | Energy | Energy | Energy | Energy | Energy | Demand | Demand | Customer |  | Energy | Energy | Energy | Energy | Energy | Energy | Demand | Demand | Customer |  | Energy | Energy | Energy | Energy | Energy | Energy | Demand | Demand | Customer |  | Energy | Energy | Energy | Energy | Energy | Energy | Demand | Demand | Customer |  | Energy | Energy | Energy | Energy | Energy | Energy | Demand | Demand | Customer |  | Energy | Energy | Energy | Energy | Energy | Energy | Demand | Demand | Customer |  | Energy | Energy | Energy | Energy | Energy | Energy | Demand | Demand | Customer |  | Energy | Energy | Energy | Energy | Energy | Energy | Demand | Demand | Customer |  | Energy | Energy | Energy | Energy | Energy | Energy | Demand | Demand | Customer |  | Energy | Energy | Energy | Energy | Energy | Energy | Demand | Demand | Customer |  | Energy | Energy | Energy | Energy | Energy | Energy | Demand | Demand | Customer
|  |  |  | Season: | High season | High season | High season | Low season | Low season | Low season | High season | Low season | All |  | High season | High season | High season | Low season | Low season | Low season | High season | Low season | All |  | High season | High season | High season | Low season | Low season | Low season | High season | Low season | All |  | High season | High season | High season | Low season | Low season | Low season | High season | Low season | All |  | High season | High season | High season | Low season | Low season | Low season | High season | Low season | All |  | High season | High season | High season | Low season | Low season | Low season | High season | Low season | All |  | High season | High season | High season | Low season | Low season | Low season | High season | Low season | All |  | High season | High season | High season | Low season | Low season | Low season | High season | Low season | All |  | High season | High season | High season | Low season | Low season | Low season | High season | Low season | All |  | High season | High season | High season | Low season | Low season | Low season | High season | Low season | All |  | High season | High season | High season | Low season | Low season | Low season | High season | Low season | All |  | High season | High season | High season | Low season | Low season | Low season | High season | Low season | All |  | High season | High season | High season | Low season | Low season | Low season | High season | Low season | All |  | High season | High season | High season | Low season | Low season | Low season | High season | Low season | All |  | High season | High season | High season | Low season | Low season | Low season | High season | Low season | All |  | High season | High season | High season | Low season | Low season | Low season | High season | Low season | All |  | High season | High season | High season | Low season | Low season | Low season | High season | Low season | All |  | High season | High season | High season | Low season | Low season | Low season | High season | Low season | All |  | High season | High season | High season | Low season | Low season | Low season | High season | Low season | All |  | High season | High season | High season | Low season | Low season | Low season | High season | Low season | All |  | High season | High season | High season | Low season | Low season | Low season | High season | Low season | All |  | High season | High season | High season | Low season | Low season | Low season | High season | Low season | All |  | High season | High season | High season | Low season | Low season | Low season | High season | Low season | All |  | High season | High season | High season | Low season | Low season | Low season | High season | Low season | All |  | High season | High season | High season | Low season | Low season | Low season | High season | Low season | All |  | High season | High season | High season | Low season | Low season | Low season | High season | Low season | All |  | High season | High season | High season | Low season | Low season | Low season | High season | Low season | All |  | High season | High season | High season | Low season | Low season | Low season | High season | Low season | All |  | High season | High season | High season | Low season | Low season | Low season | High season | Low season | All |  | High season | High season | High season | Low season | Low season | Low season | High season | Low season | All |  | High season | High season | High season | Low season | Low season | Low season | High season | Low season | All |  | High season | High season | High season | Low season | Low season | Low season | High season | Low season | All |  | High season | High season | High season | Low season | Low season | Low season | High season | Low season | All |  | High season | High season | High season | Low season | Low season | Low season | High season | Low season | All |  | High season | High season | High season | Low season | Low season | Low season | High season | Low season | All |  | High season | High season | High season | Low season | Low season | Low season | High season | Low season | All |  | High season | High season | High season | Low season | Low season | Low season | High season | Low season | All |  | High season | High season | High season | Low season | Low season | Low season | High season | Low season | All |  | High season | High season | High season | Low season | Low season | Low season | High season | Low season | All |  | High season | High season | High season | Low season | Low season | Low season | High season | Low season | All
|  |  |  | TOU: | Offpeak | Standard | Peak | Offpeak | Standard | Peak | All | All | All |  | Offpeak | Standard | Peak | Offpeak | Standard | Peak | All | All | All |  | Offpeak | Standard | Peak | Offpeak | Standard | Peak | All | All | All |  | Offpeak | Standard | Peak | Offpeak | Standard | Peak | All | All | All |  | Offpeak | Standard | Peak | Offpeak | Standard | Peak | All | All | All |  | Offpeak | Standard | Peak | Offpeak | Standard | Peak | All | All | All |  | Offpeak | Standard | Peak | Offpeak | Standard | Peak | All | All | All |  | Offpeak | Standard | Peak | Offpeak | Standard | Peak | All | All | All |  | Offpeak | Standard | Peak | Offpeak | Standard | Peak | All | All | All |  | Offpeak | Standard | Peak | Offpeak | Standard | Peak | All | All | All |  | Offpeak | Standard | Peak | Offpeak | Standard | Peak | All | All | All |  | Offpeak | Standard | Peak | Offpeak | Standard | Peak | All | All | All |  | Offpeak | Standard | Peak | Offpeak | Standard | Peak | All | All | All |  | Offpeak | Standard | Peak | Offpeak | Standard | Peak | All | All | All |  | Offpeak | Standard | Peak | Offpeak | Standard | Peak | All | All | All |  | Offpeak | Standard | Peak | Offpeak | Standard | Peak | All | All | All |  | Offpeak | Standard | Peak | Offpeak | Standard | Peak | All | All | All |  | Offpeak | Standard | Peak | Offpeak | Standard | Peak | All | All | All |  | Offpeak | Standard | Peak | Offpeak | Standard | Peak | All | All | All |  | Offpeak | Standard | Peak | Offpeak | Standard | Peak | All | All | All |  | Offpeak | Standard | Peak | Offpeak | Standard | Peak | All | All | All |  | Offpeak | Standard | Peak | Offpeak | Standard | Peak | All | All | All |  | Offpeak | Standard | Peak | Offpeak | Standard | Peak | All | All | All |  | Offpeak | Standard | Peak | Offpeak | Standard | Peak | All | All | All |  | Offpeak | Standard | Peak | Offpeak | Standard | Peak | All | All | All |  | Offpeak | Standard | Peak | Offpeak | Standard | Peak | All | All | All |  | Offpeak | Standard | Peak | Offpeak | Standard | Peak | All | All | All |  | Offpeak | Standard | Peak | Offpeak | Standard | Peak | All | All | All |  | Offpeak | Standard | Peak | Offpeak | Standard | Peak | All | All | All |  | Offpeak | Standard | Peak | Offpeak | Standard | Peak | All | All | All |  | Offpeak | Standard | Peak | Offpeak | Standard | Peak | All | All | All |  | Offpeak | Standard | Peak | Offpeak | Standard | Peak | All | All | All |  | Offpeak | Standard | Peak | Offpeak | Standard | Peak | All | All | All |  | Offpeak | Standard | Peak | Offpeak | Standard | Peak | All | All | All |  | Offpeak | Standard | Peak | Offpeak | Standard | Peak | All | All | All |  | Offpeak | Standard | Peak | Offpeak | Standard | Peak | All | All | All |  | Offpeak | Standard | Peak | Offpeak | Standard | Peak | All | All | All |  | Offpeak | Standard | Peak | Offpeak | Standard | Peak | All | All | All |  | Offpeak | Standard | Peak | Offpeak | Standard | Peak | All | All | All |  | Offpeak | Standard | Peak | Offpeak | Standard | Peak | All | All | All
|  |  |  | Unit: | c/kWh | c/kWh | c/kWh | c/kWh | c/kWh | c/kWh | R/kVA/month | R/kVA/month | R/POD/month |  | c/kWh | c/kWh | c/kWh | c/kWh | c/kWh | c/kWh | R/kVA/month | R/kVA/month | R/POD/month |  | c/kWh | c/kWh | c/kWh | c/kWh | c/kWh | c/kWh | R/kVA/month | R/kVA/month | R/POD/month |  | c/kWh | c/kWh | c/kWh | c/kWh | c/kWh | c/kWh | R/kVA/month | R/kVA/month | R/POD/month |  | c/kWh | c/kWh | c/kWh | c/kWh | c/kWh | c/kWh | R/kVA/month | R/kVA/month | R/POD/month |  | c/kWh | c/kWh | c/kWh | c/kWh | c/kWh | c/kWh | R/kVA/month | R/kVA/month | R/POD/month |  | c/kWh | c/kWh | c/kWh | c/kWh | c/kWh | c/kWh | R/kVA/month | R/kVA/month | R/POD/month |  | c/kWh | c/kWh | c/kWh | c/kWh | c/kWh | c/kWh | R/kVA/month | R/kVA/month | R/POD/month |  | c/kWh | c/kWh | c/kWh | c/kWh | c/kWh | c/kWh | R/kVA/month | R/kVA/month | R/POD/month |  | c/kWh | c/kWh | c/kWh | c/kWh | c/kWh | c/kWh | R/kVA/month | R/kVA/month | R/POD/month |  | c/kWh | c/kWh | c/kWh | c/kWh | c/kWh | c/kWh | R/kVA/month | R/kVA/month | R/POD/month |  | c/kWh | c/kWh | c/kWh | c/kWh | c/kWh | c/kWh | R/kVA/month | R/kVA/month | R/POD/month |  | c/kWh | c/kWh | c/kWh | c/kWh | c/kWh | c/kWh | R/kVA/month | R/kVA/month | R/POD/month |  | c/kWh | c/kWh | c/kWh | c/kWh | c/kWh | c/kWh | R/kVA/month | R/kVA/month | R/POD/month |  | c/kWh | c/kWh | c/kWh | c/kWh | c/kWh | c/kWh | R/kVA/month | R/kVA/month | R/POD/month |  | c/kWh | c/kWh | c/kWh | c/kWh | c/kWh | c/kWh | R/kVA/month | R/kVA/month | R/POD/month |  | c/kWh | c/kWh | c/kWh | c/kWh | c/kWh | c/kWh | R/kVA/month | R/kVA/month | R/POD/month |  | c/kWh | c/kWh | c/kWh | c/kWh | c/kWh | c/kWh | R/kVA/month | R/kVA/month | R/POD/month |  | c/kWh | c/kWh | c/kWh | c/kWh | c/kWh | c/kWh | R/kVA/month | R/kVA/month | R/POD/month |  | c/kWh | c/kWh | c/kWh | c/kWh | c/kWh | c/kWh | R/kVA/month | R/kVA/month | R/POD/month |  | c/kWh | c/kWh | c/kWh | c/kWh | c/kWh | c/kWh | R/kVA/month | R/kVA/month | R/POD/month |  | c/kWh | c/kWh | c/kWh | c/kWh | c/kWh | c/kWh | R/kVA/month | R/kVA/month | R/POD/month |  | c/kWh | c/kWh | c/kWh | c/kWh | c/kWh | c/kWh | R/kVA/month | R/kVA/month | R/POD/month |  | c/kWh | c/kWh | c/kWh | c/kWh | c/kWh | c/kWh | R/kVA/month | R/kVA/month | R/POD/month |  | c/kWh | c/kWh | c/kWh | c/kWh | c/kWh | c/kWh | R/kVA/month | R/kVA/month | R/POD/month |  | c/kWh | c/kWh | c/kWh | c/kWh | c/kWh | c/kWh | R/kVA/month | R/kVA/month | R/POD/month |  | c/kWh | c/kWh | c/kWh | c/kWh | c/kWh | c/kWh | R/kVA/month | R/kVA/month | R/POD/month |  | c/kWh | c/kWh | c/kWh | c/kWh | c/kWh | c/kWh | R/kVA/month | R/kVA/month | R/POD/month |  | c/kWh | c/kWh | c/kWh | c/kWh | c/kWh | c/kWh | R/kVA/month | R/kVA/month | R/POD/month |  | c/kWh | c/kWh | c/kWh | c/kWh | c/kWh | c/kWh | R/kVA/month | R/kVA/month | R/POD/month |  | c/kWh | c/kWh | c/kWh | c/kWh | c/kWh | c/kWh | R/kVA/month | R/kVA/month | R/POD/month |  | c/kWh | c/kWh | c/kWh | c/kWh | c/kWh | c/kWh | R/kVA/month | R/kVA/month | R/POD/month |  | c/kWh | c/kWh | c/kWh | c/kWh | c/kWh | c/kWh | R/kVA/month | R/kVA/month | R/POD/month |  | c/kWh | c/kWh | c/kWh | c/kWh | c/kWh | c/kWh | R/kVA/month | R/kVA/month | R/POD/month |  | c/kWh | c/kWh | c/kWh | c/kWh | c/kWh | c/kWh | R/kVA/month | R/kVA/month | R/POD/month |  | c/kWh | c/kWh | c/kWh | c/kWh | c/kWh | c/kWh | R/kVA/month | R/kVA/month | R/POD/month |  | c/kWh | c/kWh | c/kWh | c/kWh | c/kWh | c/kWh | R/kVA/month | R/kVA/month | R/POD/month |  | c/kWh | c/kWh | c/kWh | c/kWh | c/kWh | c/kWh | R/kVA/month | R/kVA/month | R/POD/month |  | c/kWh | c/kWh | c/kWh | c/kWh | c/kWh | c/kWh | R/kVA/month | R/kVA/month | R/POD/month |  | c/kWh | c/kWh | c/kWh | c/kWh | c/kWh | c/kWh | R/kVA/month | R/kVA/month | R/POD/month
Customer Categories
|  |  | 1 | Domestic (Standard) | 0 | 0 | 0 | 0 | 0 | 0 | 0 | 0 | 0 |  | 201.2499 | 262.0056 | 954.2515 | 198.9726 | 246.6224 | 414.312 | 103.263 | 97.2405 | 0.0058049 |  | 21.2508 | 27.6662 | 100.7632 | 21.0103 | 26.0418 | 43.7488 | 10.9039 | 10.268 | 0.00061296 |  | 8.4889 | 11.0517 | 40.2514 | 8.3929 | 10.4028 | 17.4761 | 4.3557 | 4.1017 | 0.00024486 |  | 0 | 0 | 0 | 0 | 0 | 0 | 0 | 0 | 0 |  | 0 | 0 | 0 | 0 | 0 | 0 | 0 | 0 | 0 |  | 0 | 0 | 0 | 0 | 0 | 0 | 0 | 0 | 0 |  | 0 | 0 | 0 | 0 | 0 | 0 | 0 | 0 | 0 |  | 0 | 0 | 0 | 0 | 0 | 0 | 66.9611 | 49.4023 | 0 |  | 0 | 0 | 0 | 0 | 0 | 0 | 0 | 0 | 0 |  | 0 | 0 | 0 | 0 | 0 | 0 | 111.3415 | 82.145 | 0 |  | 0 | 0 | 0 | 0 | 0 | 0 | 0 | 0 | 0 |  | 0 | 0 | 0 | 0 | 0 | 0 | 0 | 0 | 75.3877 |  | 0 | 0 | 0 | 0 | 0 | 0 | 0 | 0 | 128.3588 |  | 0 | 0 | 0 | 0 | 0 | 0 | 0 | 0 | 0 |  | 0 | 0 | 0 | 0 | 0 | 0 | 0 | 0 | 0 |  | 0 | 0 | 0 | 0 | 0 | 0 | 0 | 0 | 0 |  | 0 | 0 | 0 | 0 | 0 | 0 | 0 | 0 | 0 |  | 0 | 0 | 0 | 0 | 0 | 0 | 0 | 0 | 0 |  | 0 | 0 | 0 | 0 | 0 | 0 | 0 | 0 | 0 |  | 0 | 0 | 0 | 0 | 0 | 0 | 0 | 0 | 0 |  | 0 | 0 | 0 | 0 | 0 | 0 | 0 | 0 | 0 |  | 0 | 0 | 0 | 0 | 0 | 0 | 0 | 0 | 0 |  | 0 | 0 | 0 | 0 | 0 | 0 | 0 | 0 | 0 |  | 0 | 0 | 0 | 0 | 0 | 0 | 0 | 0 | 0 |  | 0 | 0 | 0 | 0 | 0 | 0 | 0 | 0 | 0 |  | 0 | 0 | 0 | 0 | 0 | 0 | 0 | 0 | 0 |  | 0 | 0 | 0 | 0 | 0 | 0 | 0 | 0 | 0 |  | 0 | 0 | 0 | 0 | 0 | 0 | 0 | 0 | 0 |  | 0 | 0 | 0 | 0 | 0 | 0 | 0 | 0 | 0 |  | 0 | 0 | 0 | 0 | 0 | 0 | 0 | 0 | 0 |  | 0 | 0 | 0 | 0 | 0 | 0 | 0 | 0 | 0 |  | 0 | 0 | 0 | 0 | 0 | 0 | 0 | 0 | 0 |  | 0 | 0 | 0 | 0 | 0 | 0 | 0 | 0 | 0 |  | 0 | 0 | 0 | 0 | 0 | 0 | 0 | 0 | 0 |  | 0 | 0 | 0 | 0 | 0 | 0 | 0 | 0 | 0 |  | 0 | 0 | 0 | 0 | 0 | 0 | 0 | 0 | 0 |  | 0 | 0 | 0 | 0 | 0 | 0 | 0 | 0 | 0 |  | 0 | 0 | 0 | 0 | 0 | 0 | 0 | 0 | 0 |  | 0 | 0 | 0 | 0 | 0 | 0 | 0 | 0 | 0
|  |  | 2 | Domestic (Large) | 0 | 0 | 0 | 0 | 0 | 0 | 0 | 0 | 0 |  | 201.2499 | 262.0056 | 954.2515 | 198.9726 | 246.6224 | 414.312 | 102.6488 | 96.6621 | 0.0058049 |  | 21.2508 | 27.6662 | 100.7632 | 21.0103 | 26.0418 | 43.7488 | 10.8391 | 10.2069 | 0.00061296 |  | 8.4889 | 11.0517 | 40.2514 | 8.3929 | 10.4028 | 17.4761 | 4.3298 | 4.0773 | 0.00024486 |  | 0 | 0 | 0 | 0 | 0 | 0 | 0 | 0 | 0 |  | 0 | 0 | 0 | 0 | 0 | 0 | 0 | 0 | 0 |  | 0 | 0 | 0 | 0 | 0 | 0 | 0 | 0 | 0 |  | 0 | 0 | 0 | 0 | 0 | 0 | 0 | 0 | 0 |  | 0 | 0 | 0 | 0 | 0 | 0 | 66.5628 | 49.1084 | 0 |  | 0 | 0 | 0 | 0 | 0 | 0 | 0 | 0 | 0 |  | 0 | 0 | 0 | 0 | 0 | 0 | 110.6792 | 81.6564 | 0 |  | 0 | 0 | 0 | 0 | 0 | 0 | 0 | 0 | 0 |  | 0 | 0 | 0 | 0 | 0 | 0 | 0 | 0 | 75.3877 |  | 0 | 0 | 0 | 0 | 0 | 0 | 0 | 0 | 128.3588 |  | 0 | 0 | 0 | 0 | 0 | 0 | 0 | 0 | 0 |  | 0 | 0 | 0 | 0 | 0 | 0 | 0 | 0 | 0 |  | 0 | 0 | 0 | 0 | 0 | 0 | 0 | 0 | 0 |  | 0 | 0 | 0 | 0 | 0 | 0 | 0 | 0 | 0 |  | 0 | 0 | 0 | 0 | 0 | 0 | 0 | 0 | 0 |  | 0 | 0 | 0 | 0 | 0 | 0 | 0 | 0 | 0 |  | 0 | 0 | 0 | 0 | 0 | 0 | 0 | 0 | 0 |  | 0 | 0 | 0 | 0 | 0 | 0 | 0 | 0 | 0 |  | 0 | 0 | 0 | 0 | 0 | 0 | 0 | 0 | 0 |  | 0 | 0 | 0 | 0 | 0 | 0 | 0 | 0 | 0 |  | 0 | 0 | 0 | 0 | 0 | 0 | 0 | 0 | 0 |  | 0 | 0 | 0 | 0 | 0 | 0 | 0 | 0 | 0 |  | 0 | 0 | 0 | 0 | 0 | 0 | 0 | 0 | 0 |  | 0 | 0 | 0 | 0 | 0 | 0 | 0 | 0 | 0 |  | 0 | 0 | 0 | 0 | 0 | 0 | 0 | 0 | 0 |  | 0 | 0 | 0 | 0 | 0 | 0 | 0 | 0 | 0 |  | 0 | 0 | 0 | 0 | 0 | 0 | 0 | 0 | 0 |  | 0 | 0 | 0 | 0 | 0 | 0 | 0 | 0 | 0 |  | 0 | 0 | 0 | 0 | 0 | 0 | 0 | 0 | 0 |  | 0 | 0 | 0 | 0 | 0 | 0 | 0 | 0 | 0 |  | 0 | 0 | 0 | 0 | 0 | 0 | 0 | 0 | 0 |  | 0 | 0 | 0 | 0 | 0 | 0 | 0 | 0 | 0 |  | 0 | 0 | 0 | 0 | 0 | 0 | 0 | 0 | 0 |  | 0 | 0 | 0 | 0 | 0 | 0 | 0 | 0 | 0 |  | 0 | 0 | 0 | 0 | 0 | 0 | 0 | 0 | 0 |  | 0 | 0 | 0 | 0 | 0 | 0 | 0 | 0 | 0
|  |  | 3 | Commercial Small | 0 | 0 | 0 | 0 | 0 | 0 | 0 | 0 | 0 |  | 201.2499 | 262.0056 | 954.2515 | 198.9726 | 246.6224 | 414.312 | 102.7487 | 96.7562 | 0.1161 |  | 21.2508 | 27.6662 | 100.7632 | 21.0103 | 26.0418 | 43.7488 | 10.8496 | 10.2169 | 0.012259 |  | 8.4889 | 11.0517 | 40.2514 | 8.3929 | 10.4028 | 17.4761 | 4.3341 | 4.0813 | 0.0048972 |  | 0 | 0 | 0 | 0 | 0 | 0 | 0 | 0 | 0 |  | 0 | 0 | 0 | 0 | 0 | 0 | 0 | 0 | 0 |  | 0 | 0 | 0 | 0 | 0 | 0 | 0 | 0 | 0 |  | 0 | 0 | 0 | 0 | 0 | 0 | 0 | 0 | 0 |  | 0 | 0 | 0 | 0 | 0 | 0 | 66.6275 | 49.1562 | 0 |  | 0 | 0 | 0 | 0 | 0 | 0 | 0 | 0 | 0 |  | 0 | 0 | 0 | 0 | 0 | 0 | 110.7869 | 81.7359 | 0 |  | 0 | 0 | 0 | 0 | 0 | 0 | 0 | 0 | 0 |  | 0 | 0 | 0 | 0 | 0 | 0 | 0 | 0 | 1507.7546 |  | 0 | 0 | 0 | 0 | 0 | 0 | 0 | 0 | 2567.1769 |  | 0 | 0 | 0 | 0 | 0 | 0 | 0 | 0 | 0 |  | 0 | 0 | 0 | 0 | 0 | 0 | 0 | 0 | 0 |  | 0 | 0 | 0 | 0 | 0 | 0 | 0 | 0 | 0 |  | 0 | 0 | 0 | 0 | 0 | 0 | 0 | 0 | 0 |  | 0 | 0 | 0 | 0 | 0 | 0 | 0 | 0 | 0 |  | 0 | 0 | 0 | 0 | 0 | 0 | 0 | 0 | 0 |  | 0 | 0 | 0 | 0 | 0 | 0 | 0 | 0 | 0 |  | 0 | 0 | 0 | 0 | 0 | 0 | 0 | 0 | 0 |  | 0 | 0 | 0 | 0 | 0 | 0 | 0 | 0 | 0 |  | 0 | 0 | 0 | 0 | 0 | 0 | 0 | 0 | 0 |  | 0 | 0 | 0 | 0 | 0 | 0 | 0 | 0 | 0 |  | 0 | 0 | 0 | 0 | 0 | 0 | 0 | 0 | 0 |  | 0 | 0 | 0 | 0 | 0 | 0 | 0 | 0 | 0 |  | 0 | 0 | 0 | 0 | 0 | 0 | 0 | 0 | 0 |  | 0 | 0 | 0 | 0 | 0 | 0 | 0 | 0 | 0 |  | 0 | 0 | 0 | 0 | 0 | 0 | 0 | 0 | 0 |  | 0 | 0 | 0 | 0 | 0 | 0 | 0 | 0 | 0 |  | 0 | 0 | 0 | 0 | 0 | 0 | 0 | 0 | 0 |  | 0 | 0 | 0 | 0 | 0 | 0 | 0 | 0 | 0 |  | 0 | 0 | 0 | 0 | 0 | 0 | 0 | 0 | 0 |  | 0 | 0 | 0 | 0 | 0 | 0 | 0 | 0 | 0 |  | 0 | 0 | 0 | 0 | 0 | 0 | 0 | 0 | 0 |  | 0 | 0 | 0 | 0 | 0 | 0 | 0 | 0 | 0 |  | 0 | 0 | 0 | 0 | 0 | 0 | 0 | 0 | 0 |  | 0 | 0 | 0 | 0 | 0 | 0 | 0 | 0 | 0 |  | 0 | 0 | 0 | 0 | 0 | 0 | 0 | 0 | 0
|  |  | 4 | Commercial Medium | 0 | 0 | 0 | 0 | 0 | 0 | 0 | 0 | 0 |  | 136.3462 | 177.5081 | 646.5027 | 134.8034 | 167.086 | 280.6952 | 52.7178 | 49.6432 | 0.1161 |  | 14.3973 | 18.7438 | 68.2668 | 14.2344 | 17.6433 | 29.6397 | 5.5667 | 5.242 | 0.012259 |  | 5.7512 | 7.4875 | 27.2702 | 5.6862 | 7.0479 | 11.84 | 2.2237 | 2.094 | 0.0048972 |  | 0 | 0 | 0 | 0 | 0 | 0 | 0 | 0 | 0 |  | 0 | 0 | 0 | 0 | 0 | 0 | 0 | 0 | 0 |  | 0 | 0 | 0 | 0 | 0 | 0 | 0 | 0 | 0 |  | 0 | 0 | 0 | 0 | 0 | 0 | 0 | 0 | 0 |  | 0 | 0 | 0 | 0 | 0 | 0 | 34.1849 | 25.2208 | 0 |  | 0 | 0 | 0 | 0 | 0 | 0 | 0 | 0 | 0 |  | 0 | 0 | 0 | 0 | 0 | 0 | 56.842 | 41.9366 | 0 |  | 0 | 0 | 0 | 0 | 0 | 0 | 0 | 0 | 0 |  | 0 | 0 | 0 | 0 | 0 | 0 | 0 | 0 | 1507.7546 |  | 0 | 0 | 0 | 0 | 0 | 0 | 0 | 0 | 2567.1769 |  | 0 | 0 | 0 | 0 | 0 | 0 | 0 | 0 | 0 |  | 0 | 0 | 0 | 0 | 0 | 0 | 0 | 0 | 0 |  | 0 | 0 | 0 | 0 | 0 | 0 | 0 | 0 | 0 |  | 0 | 0 | 0 | 0 | 0 | 0 | 0 | 0 | 0 |  | 0 | 0 | 0 | 0 | 0 | 0 | 0 | 0 | 0 |  | 0 | 0 | 0 | 0 | 0 | 0 | 0 | 0 | 0 |  | 0 | 0 | 0 | 0 | 0 | 0 | 0 | 0 | 0 |  | 0 | 0 | 0 | 0 | 0 | 0 | 0 | 0 | 0 |  | 0 | 0 | 0 | 0 | 0 | 0 | 0 | 0 | 0 |  | 0 | 0 | 0 | 0 | 0 | 0 | 0 | 0 | 0 |  | 0 | 0 | 0 | 0 | 0 | 0 | 0 | 0 | 0 |  | 0 | 0 | 0 | 0 | 0 | 0 | 0 | 0 | 0 |  | 0 | 0 | 0 | 0 | 0 | 0 | 0 | 0 | 0 |  | 0 | 0 | 0 | 0 | 0 | 0 | 0 | 0 | 0 |  | 0 | 0 | 0 | 0 | 0 | 0 | 0 | 0 | 0 |  | 0 | 0 | 0 | 0 | 0 | 0 | 0 | 0 | 0 |  | 0 | 0 | 0 | 0 | 0 | 0 | 0 | 0 | 0 |  | 0 | 0 | 0 | 0 | 0 | 0 | 0 | 0 | 0 |  | 0 | 0 | 0 | 0 | 0 | 0 | 0 | 0 | 0 |  | 0 | 0 | 0 | 0 | 0 | 0 | 0 | 0 | 0 |  | 0 | 0 | 0 | 0 | 0 | 0 | 0 | 0 | 0 |  | 0 | 0 | 0 | 0 | 0 | 0 | 0 | 0 | 0 |  | 0 | 0 | 0 | 0 | 0 | 0 | 0 | 0 | 0 |  | 0 | 0 | 0 | 0 | 0 | 0 | 0 | 0 | 0 |  | 0 | 0 | 0 | 0 | 0 | 0 | 0 | 0 | 0 |  | 0 | 0 | 0 | 0 | 0 | 0 | 0 | 0 | 0
|  |  | 5 | Commercial Large | 0 | 0 | 0 | 0 | 0 | 0 | 0 | 0 | 0 |  | 136.3462 | 177.5081 | 646.5027 | 134.8034 | 167.086 | 280.6952 | 53.0669 | 49.9719 | 0.1161 |  | 14.3973 | 18.7438 | 68.2668 | 14.2344 | 17.6433 | 29.6397 | 5.6035 | 5.2767 | 0.012259 |  | 5.7512 | 7.4875 | 27.2702 | 5.6862 | 7.0479 | 11.84 | 2.2384 | 2.1079 | 0.0048972 |  | 0 | 0 | 0 | 0 | 0 | 0 | 0 | 0 | 0 |  | 0 | 0 | 0 | 0 | 0 | 0 | 0 | 0 | 0 |  | 0 | 0 | 0 | 0 | 0 | 0 | 0 | 0 | 0 |  | 0 | 0 | 0 | 0 | 0 | 0 | 0 | 0 | 0 |  | 0 | 0 | 0 | 0 | 0 | 0 | 34.4113 | 25.3878 | 0 |  | 0 | 0 | 0 | 0 | 0 | 0 | 0 | 0 | 0 |  | 0 | 0 | 0 | 0 | 0 | 0 | 57.2184 | 42.2143 | 0 |  | 0 | 0 | 0 | 0 | 0 | 0 | 0 | 0 | 0 |  | 0 | 0 | 0 | 0 | 0 | 0 | 0 | 0 | 1507.7546 |  | 0 | 0 | 0 | 0 | 0 | 0 | 0 | 0 | 2567.1769 |  | 0 | 0 | 0 | 0 | 0 | 0 | 0 | 0 | 0 |  | 0 | 0 | 0 | 0 | 0 | 0 | 0 | 0 | 0 |  | 0 | 0 | 0 | 0 | 0 | 0 | 0 | 0 | 0 |  | 0 | 0 | 0 | 0 | 0 | 0 | 0 | 0 | 0 |  | 0 | 0 | 0 | 0 | 0 | 0 | 0 | 0 | 0 |  | 0 | 0 | 0 | 0 | 0 | 0 | 0 | 0 | 0 |  | 0 | 0 | 0 | 0 | 0 | 0 | 0 | 0 | 0 |  | 0 | 0 | 0 | 0 | 0 | 0 | 0 | 0 | 0 |  | 0 | 0 | 0 | 0 | 0 | 0 | 0 | 0 | 0 |  | 0 | 0 | 0 | 0 | 0 | 0 | 0 | 0 | 0 |  | 0 | 0 | 0 | 0 | 0 | 0 | 0 | 0 | 0 |  | 0 | 0 | 0 | 0 | 0 | 0 | 0 | 0 | 0 |  | 0 | 0 | 0 | 0 | 0 | 0 | 0 | 0 | 0 |  | 0 | 0 | 0 | 0 | 0 | 0 | 0 | 0 | 0 |  | 0 | 0 | 0 | 0 | 0 | 0 | 0 | 0 | 0 |  | 0 | 0 | 0 | 0 | 0 | 0 | 0 | 0 | 0 |  | 0 | 0 | 0 | 0 | 0 | 0 | 0 | 0 | 0 |  | 0 | 0 | 0 | 0 | 0 | 0 | 0 | 0 | 0 |  | 0 | 0 | 0 | 0 | 0 | 0 | 0 | 0 | 0 |  | 0 | 0 | 0 | 0 | 0 | 0 | 0 | 0 | 0 |  | 0 | 0 | 0 | 0 | 0 | 0 | 0 | 0 | 0 |  | 0 | 0 | 0 | 0 | 0 | 0 | 0 | 0 | 0 |  | 0 | 0 | 0 | 0 | 0 | 0 | 0 | 0 | 0 |  | 0 | 0 | 0 | 0 | 0 | 0 | 0 | 0 | 0 |  | 0 | 0 | 0 | 0 | 0 | 0 | 0 | 0 | 0 |  | 0 | 0 | 0 | 0 | 0 | 0 | 0 | 0 | 0
|  |  | 6 | Industrial Medium | 0 | 0 | 0 | 0 | 0 | 0 | 0 | 0 | 0 |  | 136.3462 | 177.5081 | 646.5027 | 134.8034 | 167.086 | 280.6952 | 53.5292 | 50.4073 | 0.46439 |  | 14.3973 | 18.7438 | 68.2668 | 14.2344 | 17.6433 | 29.6397 | 5.6524 | 5.3227 | 0.049037 |  | 5.7512 | 7.4875 | 27.2702 | 5.6862 | 7.0479 | 11.84 | 2.2579 | 2.1262 | 0.019589 |  | 0 | 0 | 0 | 0 | 0 | 0 | 0 | 0 | 0 |  | 0 | 0 | 0 | 0 | 0 | 0 | 0 | 0 | 0 |  | 0 | 0 | 0 | 0 | 0 | 0 | 0 | 0 | 0 |  | 0 | 0 | 0 | 0 | 0 | 0 | 0 | 0 | 0 |  | 0 | 0 | 0 | 0 | 0 | 0 | 34.7111 | 25.609 | 0 |  | 0 | 0 | 0 | 0 | 0 | 0 | 0 | 0 | 0 |  | 0 | 0 | 0 | 0 | 0 | 0 | 57.7169 | 42.5822 | 0 |  | 0 | 0 | 0 | 0 | 0 | 0 | 0 | 0 | 0 |  | 0 | 0 | 0 | 0 | 0 | 0 | 0 | 0 | 6031.0182 |  | 0 | 0 | 0 | 0 | 0 | 0 | 0 | 0 | 10268.7077 |  | 0 | 0 | 0 | 0 | 0 | 0 | 0 | 0 | 0 |  | 0 | 0 | 0 | 0 | 0 | 0 | 0 | 0 | 0 |  | 0 | 0 | 0 | 0 | 0 | 0 | 0 | 0 | 0 |  | 0 | 0 | 0 | 0 | 0 | 0 | 0 | 0 | 0 |  | 0 | 0 | 0 | 0 | 0 | 0 | 0 | 0 | 0 |  | 0 | 0 | 0 | 0 | 0 | 0 | 0 | 0 | 0 |  | 0 | 0 | 0 | 0 | 0 | 0 | 0 | 0 | 0 |  | 0 | 0 | 0 | 0 | 0 | 0 | 0 | 0 | 0 |  | 0 | 0 | 0 | 0 | 0 | 0 | 0 | 0 | 0 |  | 0 | 0 | 0 | 0 | 0 | 0 | 0 | 0 | 0 |  | 0 | 0 | 0 | 0 | 0 | 0 | 0 | 0 | 0 |  | 0 | 0 | 0 | 0 | 0 | 0 | 0 | 0 | 0 |  | 0 | 0 | 0 | 0 | 0 | 0 | 0 | 0 | 0 |  | 0 | 0 | 0 | 0 | 0 | 0 | 0 | 0 | 0 |  | 0 | 0 | 0 | 0 | 0 | 0 | 0 | 0 | 0 |  | 0 | 0 | 0 | 0 | 0 | 0 | 0 | 0 | 0 |  | 0 | 0 | 0 | 0 | 0 | 0 | 0 | 0 | 0 |  | 0 | 0 | 0 | 0 | 0 | 0 | 0 | 0 | 0 |  | 0 | 0 | 0 | 0 | 0 | 0 | 0 | 0 | 0 |  | 0 | 0 | 0 | 0 | 0 | 0 | 0 | 0 | 0 |  | 0 | 0 | 0 | 0 | 0 | 0 | 0 | 0 | 0 |  | 0 | 0 | 0 | 0 | 0 | 0 | 0 | 0 | 0 |  | 0 | 0 | 0 | 0 | 0 | 0 | 0 | 0 | 0 |  | 0 | 0 | 0 | 0 | 0 | 0 | 0 | 0 | 0 |  | 0 | 0 | 0 | 0 | 0 | 0 | 0 | 0 | 0 |  | 0 | 0 | 0 | 0 | 0 | 0 | 0 | 0 | 0
|  |  | 7 | Industrial Large | 0 | 0 | 0 | 0 | 0 | 0 | 0 | 0 | 0 |  | 129.1284 | 168.1113 | 612.2785 | 127.6672 | 158.2409 | 265.8359 | 48.9187 | 46.0656 | 0.46439 |  | 13.6352 | 17.7515 | 64.6529 | 13.4809 | 16.7093 | 28.0707 | 5.1655 | 4.8643 | 0.049037 |  | 5.4468 | 7.0911 | 25.8266 | 5.3851 | 6.6748 | 11.2133 | 2.0634 | 1.9431 | 0.019589 |  | 0 | 0 | 0 | 0 | 0 | 0 | 0 | 0 | 0 |  | 0 | 0 | 0 | 0 | 0 | 0 | 0 | 0 | 0 |  | 0 | 0 | 0 | 0 | 0 | 0 | 0 | 0 | 0 |  | 0 | 0 | 0 | 0 | 0 | 0 | 0 | 0 | 0 |  | 0 | 0 | 0 | 0 | 0 | 0 | 31.7214 | 23.4033 | 0 |  | 0 | 0 | 0 | 0 | 0 | 0 | 0 | 0 | 0 |  | 0 | 0 | 0 | 0 | 0 | 0 | 52.7457 | 38.9145 | 0 |  | 0 | 0 | 0 | 0 | 0 | 0 | 0 | 0 | 0 |  | 0 | 0 | 0 | 0 | 0 | 0 | 0 | 0 | 6031.0182 |  | 0 | 0 | 0 | 0 | 0 | 0 | 0 | 0 | 10268.7077 |  | 0 | 0 | 0 | 0 | 0 | 0 | 0 | 0 | 0 |  | 0 | 0 | 0 | 0 | 0 | 0 | 0 | 0 | 0 |  | 0 | 0 | 0 | 0 | 0 | 0 | 0 | 0 | 0 |  | 0 | 0 | 0 | 0 | 0 | 0 | 0 | 0 | 0 |  | 0 | 0 | 0 | 0 | 0 | 0 | 0 | 0 | 0 |  | 0 | 0 | 0 | 0 | 0 | 0 | 0 | 0 | 0 |  | 0 | 0 | 0 | 0 | 0 | 0 | 0 | 0 | 0 |  | 0 | 0 | 0 | 0 | 0 | 0 | 0 | 0 | 0 |  | 0 | 0 | 0 | 0 | 0 | 0 | 0 | 0 | 0 |  | 0 | 0 | 0 | 0 | 0 | 0 | 0 | 0 | 0 |  | 0 | 0 | 0 | 0 | 0 | 0 | 0 | 0 | 0 |  | 0 | 0 | 0 | 0 | 0 | 0 | 0 | 0 | 0 |  | 0 | 0 | 0 | 0 | 0 | 0 | 0 | 0 | 0 |  | 0 | 0 | 0 | 0 | 0 | 0 | 0 | 0 | 0 |  | 0 | 0 | 0 | 0 | 0 | 0 | 0 | 0 | 0 |  | 0 | 0 | 0 | 0 | 0 | 0 | 0 | 0 | 0 |  | 0 | 0 | 0 | 0 | 0 | 0 | 0 | 0 | 0 |  | 0 | 0 | 0 | 0 | 0 | 0 | 0 | 0 | 0 |  | 0 | 0 | 0 | 0 | 0 | 0 | 0 | 0 | 0 |  | 0 | 0 | 0 | 0 | 0 | 0 | 0 | 0 | 0 |  | 0 | 0 | 0 | 0 | 0 | 0 | 0 | 0 | 0 |  | 0 | 0 | 0 | 0 | 0 | 0 | 0 | 0 | 0 |  | 0 | 0 | 0 | 0 | 0 | 0 | 0 | 0 | 0 |  | 0 | 0 | 0 | 0 | 0 | 0 | 0 | 0 | 0 |  | 0 | 0 | 0 | 0 | 0 | 0 | 0 | 0 | 0 |  | 0 | 0 | 0 | 0 | 0 | 0 | 0 | 0 | 0
|  |  | 8 | Commercial Medium-Flexi-time | 0 | 0 | 0 | 0 | 0 | 0 | 0 | 0 | 0 |  | 49.1745 | 0 | 0 | 56.6008 | 0 | 0 | 52.5382 | 49.4741 | 0.1161 |  | 5.1925 | 0 | 0 | 5.9767 | 0 | 0 | 5.5477 | 5.2242 | 0.012259 |  | 2.0742 | 0 | 0 | 2.3875 | 0 | 0 | 2.2161 | 2.0869 | 0.0048972 |  | 0 | 0 | 0 | 0 | 0 | 0 | 0 | 0 | 0 |  | 0 | 0 | 0 | 0 | 0 | 0 | 0 | 0 | 0 |  | 0 | 0 | 0 | 0 | 0 | 0 | 0 | 0 | 0 |  | 0 | 0 | 0 | 0 | 0 | 0 | 0 | 0 | 0 |  | 0 | 0 | 0 | 0 | 0 | 0 | 34.0685 | 25.1349 | 0 |  | 0 | 0 | 0 | 0 | 0 | 0 | 0 | 0 | 0 |  | 0 | 0 | 0 | 0 | 0 | 0 | 56.6484 | 41.7938 | 0 |  | 0 | 0 | 0 | 0 | 0 | 0 | 0 | 0 | 0 |  | 0 | 0 | 0 | 0 | 0 | 0 | 0 | 0 | 1507.7546 |  | 0 | 0 | 0 | 0 | 0 | 0 | 0 | 0 | 2567.1769 |  | 0 | 0 | 0 | 0 | 0 | 0 | 0 | 0 | 0 |  | 0 | 0 | 0 | 0 | 0 | 0 | 0 | 0 | 0 |  | 0 | 0 | 0 | 0 | 0 | 0 | 0 | 0 | 0 |  | 0 | 0 | 0 | 0 | 0 | 0 | 0 | 0 | 0 |  | 0 | 0 | 0 | 0 | 0 | 0 | 0 | 0 | 0 |  | 0 | 0 | 0 | 0 | 0 | 0 | 0 | 0 | 0 |  | 0 | 0 | 0 | 0 | 0 | 0 | 0 | 0 | 0 |  | 0 | 0 | 0 | 0 | 0 | 0 | 0 | 0 | 0 |  | 0 | 0 | 0 | 0 | 0 | 0 | 0 | 0 | 0 |  | 0 | 0 | 0 | 0 | 0 | 0 | 0 | 0 | 0 |  | 0 | 0 | 0 | 0 | 0 | 0 | 0 | 0 | 0 |  | 0 | 0 | 0 | 0 | 0 | 0 | 0 | 0 | 0 |  | 0 | 0 | 0 | 0 | 0 | 0 | 0 | 0 | 0 |  | 0 | 0 | 0 | 0 | 0 | 0 | 0 | 0 | 0 |  | 0 | 0 | 0 | 0 | 0 | 0 | 0 | 0 | 0 |  | 0 | 0 | 0 | 0 | 0 | 0 | 0 | 0 | 0 |  | 0 | 0 | 0 | 0 | 0 | 0 | 0 | 0 | 0 |  | 0 | 0 | 0 | 0 | 0 | 0 | 0 | 0 | 0 |  | 0 | 0 | 0 | 0 | 0 | 0 | 0 | 0 | 0 |  | 0 | 0 | 0 | 0 | 0 | 0 | 0 | 0 | 0 |  | 0 | 0 | 0 | 0 | 0 | 0 | 0 | 0 | 0 |  | 0 | 0 | 0 | 0 | 0 | 0 | 0 | 0 | 0 |  | 0 | 0 | 0 | 0 | 0 | 0 | 0 | 0 | 0 |  | 0 | 0 | 0 | 0 | 0 | 0 | 0 | 0 | 0 |  | 0 | 0 | 0 | 0 | 0 | 0 | 0 | 0 | 0 |  | 0 | 0 | 0 | 0 | 0 | 0 | 0 | 0 | 0
|  |  | 9 | Commercial Large-Flexi-time | 0 | 0 | 0 | 0 | 0 | 0 | 0 | 0 | 0 |  | 0 | 0 | 0 | 0 | 0 | 0 | 0 | 0 | 0 |  | 0 | 0 | 0 | 0 | 0 | 0 | 0 | 0 | 0 |  | 0 | 0 | 0 | 0 | 0 | 0 | 0 | 0 | 0 |  | 0 | 0 | 0 | 0 | 0 | 0 | 0 | 0 | 0 |  | 0 | 0 | 0 | 0 | 0 | 0 | 0 | 0 | 0 |  | 0 | 0 | 0 | 0 | 0 | 0 | 0 | 0 | 0 |  | 0 | 0 | 0 | 0 | 0 | 0 | 0 | 0 | 0 |  | 0 | 0 | 0 | 0 | 0 | 0 | 0 | 0 | 0 |  | 0 | 0 | 0 | 0 | 0 | 0 | 0 | 0 | 0 |  | 0 | 0 | 0 | 0 | 0 | 0 | 0 | 0 | 0 |  | 0 | 0 | 0 | 0 | 0 | 0 | 0 | 0 | 0 |  | 0 | 0 | 0 | 0 | 0 | 0 | 0 | 0 | 0 |  | 0 | 0 | 0 | 0 | 0 | 0 | 0 | 0 | 0 |  | 0 | 0 | 0 | 0 | 0 | 0 | 0 | 0 | 0 |  | 0 | 0 | 0 | 0 | 0 | 0 | 0 | 0 | 0 |  | 0 | 0 | 0 | 0 | 0 | 0 | 0 | 0 | 0 |  | 0 | 0 | 0 | 0 | 0 | 0 | 0 | 0 | 0 |  | 0 | 0 | 0 | 0 | 0 | 0 | 0 | 0 | 0 |  | 0 | 0 | 0 | 0 | 0 | 0 | 0 | 0 | 0 |  | 0 | 0 | 0 | 0 | 0 | 0 | 0 | 0 | 0 |  | 0 | 0 | 0 | 0 | 0 | 0 | 0 | 0 | 0 |  | 0 | 0 | 0 | 0 | 0 | 0 | 0 | 0 | 0 |  | 0 | 0 | 0 | 0 | 0 | 0 | 0 | 0 | 0 |  | 0 | 0 | 0 | 0 | 0 | 0 | 0 | 0 | 0 |  | 0 | 0 | 0 | 0 | 0 | 0 | 0 | 0 | 0 |  | 0 | 0 | 0 | 0 | 0 | 0 | 0 | 0 | 0 |  | 0 | 0 | 0 | 0 | 0 | 0 | 0 | 0 | 0 |  | 0 | 0 | 0 | 0 | 0 | 0 | 0 | 0 | 0 |  | 0 | 0 | 0 | 0 | 0 | 0 | 0 | 0 | 0 |  | 0 | 0 | 0 | 0 | 0 | 0 | 0 | 0 | 0 |  | 0 | 0 | 0 | 0 | 0 | 0 | 0 | 0 | 0 |  | 0 | 0 | 0 | 0 | 0 | 0 | 0 | 0 | 0 |  | 0 | 0 | 0 | 0 | 0 | 0 | 0 | 0 | 0 |  | 0 | 0 | 0 | 0 | 0 | 0 | 0 | 0 | 0 |  | 0 | 0 | 0 | 0 | 0 | 0 | 0 | 0 | 0 |  | 0 | 0 | 0 | 0 | 0 | 0 | 0 | 0 | 0 |  | 0 | 0 | 0 | 0 | 0 | 0 | 0 | 0 | 0 |  | 0 | 0 | 0 | 0 | 0 | 0 | 0 | 0 | 0 |  | 0 | 0 | 0 | 0 | 0 | 0 | 0 | 0 | 0
|  |  | 10 | Industrial Medium-Flexi-time | 0 | 0 | 0 | 0 | 0 | 0 | 0 | 0 | 0 |  | 0 | 0 | 0 | 0 | 0 | 0 | 0 | 0 | 0 |  | 0 | 0 | 0 | 0 | 0 | 0 | 0 | 0 | 0 |  | 0 | 0 | 0 | 0 | 0 | 0 | 0 | 0 | 0 |  | 0 | 0 | 0 | 0 | 0 | 0 | 0 | 0 | 0 |  | 0 | 0 | 0 | 0 | 0 | 0 | 0 | 0 | 0 |  | 0 | 0 | 0 | 0 | 0 | 0 | 0 | 0 | 0 |  | 0 | 0 | 0 | 0 | 0 | 0 | 0 | 0 | 0 |  | 0 | 0 | 0 | 0 | 0 | 0 | 0 | 0 | 0 |  | 0 | 0 | 0 | 0 | 0 | 0 | 0 | 0 | 0 |  | 0 | 0 | 0 | 0 | 0 | 0 | 0 | 0 | 0 |  | 0 | 0 | 0 | 0 | 0 | 0 | 0 | 0 | 0 |  | 0 | 0 | 0 | 0 | 0 | 0 | 0 | 0 | 0 |  | 0 | 0 | 0 | 0 | 0 | 0 | 0 | 0 | 0 |  | 0 | 0 | 0 | 0 | 0 | 0 | 0 | 0 | 0 |  | 0 | 0 | 0 | 0 | 0 | 0 | 0 | 0 | 0 |  | 0 | 0 | 0 | 0 | 0 | 0 | 0 | 0 | 0 |  | 0 | 0 | 0 | 0 | 0 | 0 | 0 | 0 | 0 |  | 0 | 0 | 0 | 0 | 0 | 0 | 0 | 0 | 0 |  | 0 | 0 | 0 | 0 | 0 | 0 | 0 | 0 | 0 |  | 0 | 0 | 0 | 0 | 0 | 0 | 0 | 0 | 0 |  | 0 | 0 | 0 | 0 | 0 | 0 | 0 | 0 | 0 |  | 0 | 0 | 0 | 0 | 0 | 0 | 0 | 0 | 0 |  | 0 | 0 | 0 | 0 | 0 | 0 | 0 | 0 | 0 |  | 0 | 0 | 0 | 0 | 0 | 0 | 0 | 0 | 0 |  | 0 | 0 | 0 | 0 | 0 | 0 | 0 | 0 | 0 |  | 0 | 0 | 0 | 0 | 0 | 0 | 0 | 0 | 0 |  | 0 | 0 | 0 | 0 | 0 | 0 | 0 | 0 | 0 |  | 0 | 0 | 0 | 0 | 0 | 0 | 0 | 0 | 0 |  | 0 | 0 | 0 | 0 | 0 | 0 | 0 | 0 | 0 |  | 0 | 0 | 0 | 0 | 0 | 0 | 0 | 0 | 0 |  | 0 | 0 | 0 | 0 | 0 | 0 | 0 | 0 | 0 |  | 0 | 0 | 0 | 0 | 0 | 0 | 0 | 0 | 0 |  | 0 | 0 | 0 | 0 | 0 | 0 | 0 | 0 | 0 |  | 0 | 0 | 0 | 0 | 0 | 0 | 0 | 0 | 0 |  | 0 | 0 | 0 | 0 | 0 | 0 | 0 | 0 | 0 |  | 0 | 0 | 0 | 0 | 0 | 0 | 0 | 0 | 0 |  | 0 | 0 | 0 | 0 | 0 | 0 | 0 | 0 | 0 |  | 0 | 0 | 0 | 0 | 0 | 0 | 0 | 0 | 0 |  | 0 | 0 | 0 | 0 | 0 | 0 | 0 | 0 | 0
|  |  | 11 | Industrial Large-Flexi-time | 0 | 0 | 0 | 0 | 0 | 0 | 0 | 0 | 0 |  | 46.5713 | 0 | 0 | 53.6045 | 0 | 0 | 47.6485 | 44.8695 | 0.46439 |  | 4.9177 | 0 | 0 | 5.6603 | 0 | 0 | 5.0314 | 4.7379 | 0.049037 |  | 1.9644 | 0 | 0 | 2.2611 | 0 | 0 | 2.0099 | 1.8926 | 0.019589 |  | 0 | 0 | 0 | 0 | 0 | 0 | 0 | 0 | 0 |  | 0 | 0 | 0 | 0 | 0 | 0 | 0 | 0 | 0 |  | 0 | 0 | 0 | 0 | 0 | 0 | 0 | 0 | 0 |  | 0 | 0 | 0 | 0 | 0 | 0 | 0 | 0 | 0 |  | 0 | 0 | 0 | 0 | 0 | 0 | 30.8977 | 22.7956 | 0 |  | 0 | 0 | 0 | 0 | 0 | 0 | 0 | 0 | 0 |  | 0 | 0 | 0 | 0 | 0 | 0 | 51.3761 | 37.9041 | 0 |  | 0 | 0 | 0 | 0 | 0 | 0 | 0 | 0 | 0 |  | 0 | 0 | 0 | 0 | 0 | 0 | 0 | 0 | 6031.0182 |  | 0 | 0 | 0 | 0 | 0 | 0 | 0 | 0 | 10268.7077 |  | 0 | 0 | 0 | 0 | 0 | 0 | 0 | 0 | 0 |  | 0 | 0 | 0 | 0 | 0 | 0 | 0 | 0 | 0 |  | 0 | 0 | 0 | 0 | 0 | 0 | 0 | 0 | 0 |  | 0 | 0 | 0 | 0 | 0 | 0 | 0 | 0 | 0 |  | 0 | 0 | 0 | 0 | 0 | 0 | 0 | 0 | 0 |  | 0 | 0 | 0 | 0 | 0 | 0 | 0 | 0 | 0 |  | 0 | 0 | 0 | 0 | 0 | 0 | 0 | 0 | 0 |  | 0 | 0 | 0 | 0 | 0 | 0 | 0 | 0 | 0 |  | 0 | 0 | 0 | 0 | 0 | 0 | 0 | 0 | 0 |  | 0 | 0 | 0 | 0 | 0 | 0 | 0 | 0 | 0 |  | 0 | 0 | 0 | 0 | 0 | 0 | 0 | 0 | 0 |  | 0 | 0 | 0 | 0 | 0 | 0 | 0 | 0 | 0 |  | 0 | 0 | 0 | 0 | 0 | 0 | 0 | 0 | 0 |  | 0 | 0 | 0 | 0 | 0 | 0 | 0 | 0 | 0 |  | 0 | 0 | 0 | 0 | 0 | 0 | 0 | 0 | 0 |  | 0 | 0 | 0 | 0 | 0 | 0 | 0 | 0 | 0 |  | 0 | 0 | 0 | 0 | 0 | 0 | 0 | 0 | 0 |  | 0 | 0 | 0 | 0 | 0 | 0 | 0 | 0 | 0 |  | 0 | 0 | 0 | 0 | 0 | 0 | 0 | 0 | 0 |  | 0 | 0 | 0 | 0 | 0 | 0 | 0 | 0 | 0 |  | 0 | 0 | 0 | 0 | 0 | 0 | 0 | 0 | 0 |  | 0 | 0 | 0 | 0 | 0 | 0 | 0 | 0 | 0 |  | 0 | 0 | 0 | 0 | 0 | 0 | 0 | 0 | 0 |  | 0 | 0 | 0 | 0 | 0 | 0 | 0 | 0 | 0 |  | 0 | 0 | 0 | 0 | 0 | 0 | 0 | 0 | 0 |  | 0 | 0 | 0 | 0 | 0 | 0 | 0 | 0 | 0
|  |  | 12 | FBE (Domestic Indigent) | 0 | 0 | 0 | 0 | 0 | 0 | 0 | 0 | 0 |  | 400.3936 | 521.2693 | 1898.5166 | 395.8629 | 490.6638 | 824.2881 | 103.4756 | 97.4407 | 0.0058049 |  | 42.2791 | 55.0429 | 200.4718 | 41.8007 | 51.8111 | 87.0398 | 10.9264 | 10.2891 | 0.00061296 |  | 16.889 | 21.9877 | 80.0815 | 16.6979 | 20.6967 | 34.7694 | 4.3647 | 4.1102 | 0.00024486 |  | 0 | 0 | 0 | 0 | 0 | 0 | 0 | 0 | 0 |  | 0 | 0 | 0 | 0 | 0 | 0 | 0 | 0 | 0 |  | 0 | 0 | 0 | 0 | 0 | 0 | 0 | 0 | 0 |  | 0 | 0 | 0 | 0 | 0 | 0 | 0 | 0 | 0 |  | 0 | 0 | 0 | 0 | 0 | 0 | 67.0989 | 49.504 | 0 |  | 0 | 0 | 0 | 0 | 0 | 0 | 0 | 0 | 0 |  | 0 | 0 | 0 | 0 | 0 | 0 | 111.5707 | 82.3142 | 0 |  | 0 | 0 | 0 | 0 | 0 | 0 | 0 | 0 | 0 |  | 0 | 0 | 0 | 0 | 0 | 0 | 0 | 0 | 75.3877 |  | 0 | 0 | 0 | 0 | 0 | 0 | 0 | 0 | 128.3588 |  | 0 | 0 | 0 | 0 | 0 | 0 | 0 | 0 | 0 |  | 0 | 0 | 0 | 0 | 0 | 0 | 0 | 0 | 0 |  | 0 | 0 | 0 | 0 | 0 | 0 | 0 | 0 | 0 |  | 0 | 0 | 0 | 0 | 0 | 0 | 0 | 0 | 0 |  | 0 | 0 | 0 | 0 | 0 | 0 | 0 | 0 | 0 |  | 0 | 0 | 0 | 0 | 0 | 0 | 0 | 0 | 0 |  | 0 | 0 | 0 | 0 | 0 | 0 | 0 | 0 | 0 |  | 0 | 0 | 0 | 0 | 0 | 0 | 0 | 0 | 0 |  | 0 | 0 | 0 | 0 | 0 | 0 | 0 | 0 | 0 |  | 0 | 0 | 0 | 0 | 0 | 0 | 0 | 0 | 0 |  | 0 | 0 | 0 | 0 | 0 | 0 | 0 | 0 | 0 |  | 0 | 0 | 0 | 0 | 0 | 0 | 0 | 0 | 0 |  | 0 | 0 | 0 | 0 | 0 | 0 | 0 | 0 | 0 |  | 0 | 0 | 0 | 0 | 0 | 0 | 0 | 0 | 0 |  | 0 | 0 | 0 | 0 | 0 | 0 | 0 | 0 | 0 |  | 0 | 0 | 0 | 0 | 0 | 0 | 0 | 0 | 0 |  | 0 | 0 | 0 | 0 | 0 | 0 | 0 | 0 | 0 |  | 0 | 0 | 0 | 0 | 0 | 0 | 0 | 0 | 0 |  | 0 | 0 | 0 | 0 | 0 | 0 | 0 | 0 | 0 |  | 0 | 0 | 0 | 0 | 0 | 0 | 0 | 0 | 0 |  | 0 | 0 | 0 | 0 | 0 | 0 | 0 | 0 | 0 |  | 0 | 0 | 0 | 0 | 0 | 0 | 0 | 0 | 0 |  | 0 | 0 | 0 | 0 | 0 | 0 | 0 | 0 | 0 |  | 0 | 0 | 0 | 0 | 0 | 0 | 0 | 0 | 0 |  | 0 | 0 | 0 | 0 | 0 | 0 | 0 | 0 | 0 |  | 0 | 0 | 0 | 0 | 0 | 0 | 0 | 0 | 0
|  |  | 13 | Other consumers | 0 | 0 | 0 | 0 | 0 | 0 | 0 | 0 | 0 |  | 0 | 0 | 0 | 0 | 0 | 0 | 0 | 0 | 0 |  | 0 | 0 | 0 | 0 | 0 | 0 | 0 | 0 | 0 |  | 0 | 0 | 0 | 0 | 0 | 0 | 0 | 0 | 0 |  | 0 | 0 | 0 | 0 | 0 | 0 | 0 | 0 | 0 |  | 0 | 0 | 0 | 0 | 0 | 0 | 0 | 0 | 0 |  | 0 | 0 | 0 | 0 | 0 | 0 | 0 | 0 | 0 |  | 0 | 0 | 0 | 0 | 0 | 0 | 0 | 0 | 0 |  | 0 | 0 | 0 | 0 | 0 | 0 | 0 | 0 | 0 |  | 0 | 0 | 0 | 0 | 0 | 0 | 0 | 0 | 0 |  | 0 | 0 | 0 | 0 | 0 | 0 | 0 | 0 | 0 |  | 0 | 0 | 0 | 0 | 0 | 0 | 0 | 0 | 0 |  | 0 | 0 | 0 | 0 | 0 | 0 | 0 | 0 | 0 |  | 0 | 0 | 0 | 0 | 0 | 0 | 0 | 0 | 0 |  | 0 | 0 | 0 | 0 | 0 | 0 | 0 | 0 | 0 |  | 0 | 0 | 0 | 0 | 0 | 0 | 0 | 0 | 0 |  | 0 | 0 | 0 | 0 | 0 | 0 | 0 | 0 | 0 |  | 0 | 0 | 0 | 0 | 0 | 0 | 0 | 0 | 0 |  | 0 | 0 | 0 | 0 | 0 | 0 | 0 | 0 | 0 |  | 0 | 0 | 0 | 0 | 0 | 0 | 0 | 0 | 0 |  | 0 | 0 | 0 | 0 | 0 | 0 | 0 | 0 | 0 |  | 0 | 0 | 0 | 0 | 0 | 0 | 0 | 0 | 0 |  | 0 | 0 | 0 | 0 | 0 | 0 | 0 | 0 | 0 |  | 0 | 0 | 0 | 0 | 0 | 0 | 0 | 0 | 0 |  | 0 | 0 | 0 | 0 | 0 | 0 | 0 | 0 | 0 |  | 0 | 0 | 0 | 0 | 0 | 0 | 0 | 0 | 0 |  | 0 | 0 | 0 | 0 | 0 | 0 | 0 | 0 | 0 |  | 0 | 0 | 0 | 0 | 0 | 0 | 0 | 0 | 0 |  | 0 | 0 | 0 | 0 | 0 | 0 | 0 | 0 | 0 |  | 0 | 0 | 0 | 0 | 0 | 0 | 0 | 0 | 0 |  | 0 | 0 | 0 | 0 | 0 | 0 | 0 | 0 | 0 |  | 0 | 0 | 0 | 0 | 0 | 0 | 0 | 0 | 0 |  | 0 | 0 | 0 | 0 | 0 | 0 | 0 | 0 | 0 |  | 0 | 0 | 0 | 0 | 0 | 0 | 0 | 0 | 0 |  | 0 | 0 | 0 | 0 | 0 | 0 | 0 | 0 | 0 |  | 0 | 0 | 0 | 0 | 0 | 0 | 0 | 0 | 0 |  | 0 | 0 | 0 | 0 | 0 | 0 | 0 | 0 | 0 |  | 0 | 0 | 0 | 0 | 0 | 0 | 0 | 0 | 0 |  | 0 | 0 | 0 | 0 | 0 | 0 | 0 | 0 | 0 |  | 0 | 0 | 0 | 0 | 0 | 0 | 0 | 0 | 0
|  |  | 14 | Sold to other municipal departments | 0 | 0 | 0 | 0 | 0 | 0 | 0 | 0 | 0 |  | 201.2499 | 262.0056 | 954.2515 | 198.9726 | 246.6224 | 414.312 | 95.6511 | 90.0726 | 0.1161 |  | 21.2508 | 27.6662 | 100.7632 | 21.0103 | 26.0418 | 43.7488 | 10.1002 | 9.5111 | 0.012259 |  | 8.4889 | 11.0517 | 40.2514 | 8.3929 | 10.4028 | 17.4761 | 4.0347 | 3.7994 | 0.0048972 |  | 0 | 0 | 0 | 0 | 0 | 0 | 0 | 0 | 0 |  | 0 | 0 | 0 | 0 | 0 | 0 | 0 | 0 | 0 |  | 0 | 0 | 0 | 0 | 0 | 0 | 0 | 0 | 0 |  | 0 | 0 | 0 | 0 | 0 | 0 | 0 | 0 | 0 |  | 0 | 0 | 0 | 0 | 0 | 0 | 62.0251 | 45.7607 | 0 |  | 0 | 0 | 0 | 0 | 0 | 0 | 0 | 0 | 0 |  | 0 | 0 | 0 | 0 | 0 | 0 | 103.1341 | 76.0899 | 0 |  | 0 | 0 | 0 | 0 | 0 | 0 | 0 | 0 | 0 |  | 0 | 0 | 0 | 0 | 0 | 0 | 0 | 0 | 1507.7546 |  | 0 | 0 | 0 | 0 | 0 | 0 | 0 | 0 | 2567.1769 |  | 0 | 0 | 0 | 0 | 0 | 0 | 0 | 0 | 0 |  | 0 | 0 | 0 | 0 | 0 | 0 | 0 | 0 | 0 |  | 0 | 0 | 0 | 0 | 0 | 0 | 0 | 0 | 0 |  | 0 | 0 | 0 | 0 | 0 | 0 | 0 | 0 | 0 |  | 0 | 0 | 0 | 0 | 0 | 0 | 0 | 0 | 0 |  | 0 | 0 | 0 | 0 | 0 | 0 | 0 | 0 | 0 |  | 0 | 0 | 0 | 0 | 0 | 0 | 0 | 0 | 0 |  | 0 | 0 | 0 | 0 | 0 | 0 | 0 | 0 | 0 |  | 0 | 0 | 0 | 0 | 0 | 0 | 0 | 0 | 0 |  | 0 | 0 | 0 | 0 | 0 | 0 | 0 | 0 | 0 |  | 0 | 0 | 0 | 0 | 0 | 0 | 0 | 0 | 0 |  | 0 | 0 | 0 | 0 | 0 | 0 | 0 | 0 | 0 |  | 0 | 0 | 0 | 0 | 0 | 0 | 0 | 0 | 0 |  | 0 | 0 | 0 | 0 | 0 | 0 | 0 | 0 | 0 |  | 0 | 0 | 0 | 0 | 0 | 0 | 0 | 0 | 0 |  | 0 | 0 | 0 | 0 | 0 | 0 | 0 | 0 | 0 |  | 0 | 0 | 0 | 0 | 0 | 0 | 0 | 0 | 0 |  | 0 | 0 | 0 | 0 | 0 | 0 | 0 | 0 | 0 |  | 0 | 0 | 0 | 0 | 0 | 0 | 0 | 0 | 0 |  | 0 | 0 | 0 | 0 | 0 | 0 | 0 | 0 | 0 |  | 0 | 0 | 0 | 0 | 0 | 0 | 0 | 0 | 0 |  | 0 | 0 | 0 | 0 | 0 | 0 | 0 | 0 | 0 |  | 0 | 0 | 0 | 0 | 0 | 0 | 0 | 0 | 0 |  | 0 | 0 | 0 | 0 | 0 | 0 | 0 | 0 | 0 |  | 0 | 0 | 0 | 0 | 0 | 0 | 0 | 0 | 0 |  | 0 | 0 | 0 | 0 | 0 | 0 | 0 | 0 | 0
|  |  | 15 |  | 0 | 0 | 0 | 0 | 0 | 0 | 0 | 0 | 0 |  | 0 | 0 | 0 | 0 | 0 | 0 | 0 | 0 | 0 |  | 0 | 0 | 0 | 0 | 0 | 0 | 0 | 0 | 0 |  | 0 | 0 | 0 | 0 | 0 | 0 | 0 | 0 | 0 |  | 0 | 0 | 0 | 0 | 0 | 0 | 0 | 0 | 0 |  | 0 | 0 | 0 | 0 | 0 | 0 | 0 | 0 | 0 |  | 0 | 0 | 0 | 0 | 0 | 0 | 0 | 0 | 0 |  | 0 | 0 | 0 | 0 | 0 | 0 | 0 | 0 | 0 |  | 0 | 0 | 0 | 0 | 0 | 0 | 0 | 0 | 0 |  | 0 | 0 | 0 | 0 | 0 | 0 | 0 | 0 | 0 |  | 0 | 0 | 0 | 0 | 0 | 0 | 0 | 0 | 0 |  | 0 | 0 | 0 | 0 | 0 | 0 | 0 | 0 | 0 |  | 0 | 0 | 0 | 0 | 0 | 0 | 0 | 0 | 0 |  | 0 | 0 | 0 | 0 | 0 | 0 | 0 | 0 | 0 |  | 0 | 0 | 0 | 0 | 0 | 0 | 0 | 0 | 0 |  | 0 | 0 | 0 | 0 | 0 | 0 | 0 | 0 | 0 |  | 0 | 0 | 0 | 0 | 0 | 0 | 0 | 0 | 0 |  | 0 | 0 | 0 | 0 | 0 | 0 | 0 | 0 | 0 |  | 0 | 0 | 0 | 0 | 0 | 0 | 0 | 0 | 0 |  | 0 | 0 | 0 | 0 | 0 | 0 | 0 | 0 | 0 |  | 0 | 0 | 0 | 0 | 0 | 0 | 0 | 0 | 0 |  | 0 | 0 | 0 | 0 | 0 | 0 | 0 | 0 | 0 |  | 0 | 0 | 0 | 0 | 0 | 0 | 0 | 0 | 0 |  | 0 | 0 | 0 | 0 | 0 | 0 | 0 | 0 | 0 |  | 0 | 0 | 0 | 0 | 0 | 0 | 0 | 0 | 0 |  | 0 | 0 | 0 | 0 | 0 | 0 | 0 | 0 | 0 |  | 0 | 0 | 0 | 0 | 0 | 0 | 0 | 0 | 0 |  | 0 | 0 | 0 | 0 | 0 | 0 | 0 | 0 | 0 |  | 0 | 0 | 0 | 0 | 0 | 0 | 0 | 0 | 0 |  | 0 | 0 | 0 | 0 | 0 | 0 | 0 | 0 | 0 |  | 0 | 0 | 0 | 0 | 0 | 0 | 0 | 0 | 0 |  | 0 | 0 | 0 | 0 | 0 | 0 | 0 | 0 | 0 |  | 0 | 0 | 0 | 0 | 0 | 0 | 0 | 0 | 0 |  | 0 | 0 | 0 | 0 | 0 | 0 | 0 | 0 | 0 |  | 0 | 0 | 0 | 0 | 0 | 0 | 0 | 0 | 0 |  | 0 | 0 | 0 | 0 | 0 | 0 | 0 | 0 | 0 |  | 0 | 0 | 0 | 0 | 0 | 0 | 0 | 0 | 0 |  | 0 | 0 | 0 | 0 | 0 | 0 | 0 | 0 | 0 |  | 0 | 0 | 0 | 0 | 0 | 0 | 0 | 0 | 0 |  | 0 | 0 | 0 | 0 | 0 | 0 | 0 | 0 | 0
|  |  | 16 |  | 0 | 0 | 0 | 0 | 0 | 0 | 0 | 0 | 0 |  | 0 | 0 | 0 | 0 | 0 | 0 | 0 | 0 | 0 |  | 0 | 0 | 0 | 0 | 0 | 0 | 0 | 0 | 0 |  | 0 | 0 | 0 | 0 | 0 | 0 | 0 | 0 | 0 |  | 0 | 0 | 0 | 0 | 0 | 0 | 0 | 0 | 0 |  | 0 | 0 | 0 | 0 | 0 | 0 | 0 | 0 | 0 |  | 0 | 0 | 0 | 0 | 0 | 0 | 0 | 0 | 0 |  | 0 | 0 | 0 | 0 | 0 | 0 | 0 | 0 | 0 |  | 0 | 0 | 0 | 0 | 0 | 0 | 0 | 0 | 0 |  | 0 | 0 | 0 | 0 | 0 | 0 | 0 | 0 | 0 |  | 0 | 0 | 0 | 0 | 0 | 0 | 0 | 0 | 0 |  | 0 | 0 | 0 | 0 | 0 | 0 | 0 | 0 | 0 |  | 0 | 0 | 0 | 0 | 0 | 0 | 0 | 0 | 0 |  | 0 | 0 | 0 | 0 | 0 | 0 | 0 | 0 | 0 |  | 0 | 0 | 0 | 0 | 0 | 0 | 0 | 0 | 0 |  | 0 | 0 | 0 | 0 | 0 | 0 | 0 | 0 | 0 |  | 0 | 0 | 0 | 0 | 0 | 0 | 0 | 0 | 0 |  | 0 | 0 | 0 | 0 | 0 | 0 | 0 | 0 | 0 |  | 0 | 0 | 0 | 0 | 0 | 0 | 0 | 0 | 0 |  | 0 | 0 | 0 | 0 | 0 | 0 | 0 | 0 | 0 |  | 0 | 0 | 0 | 0 | 0 | 0 | 0 | 0 | 0 |  | 0 | 0 | 0 | 0 | 0 | 0 | 0 | 0 | 0 |  | 0 | 0 | 0 | 0 | 0 | 0 | 0 | 0 | 0 |  | 0 | 0 | 0 | 0 | 0 | 0 | 0 | 0 | 0 |  | 0 | 0 | 0 | 0 | 0 | 0 | 0 | 0 | 0 |  | 0 | 0 | 0 | 0 | 0 | 0 | 0 | 0 | 0 |  | 0 | 0 | 0 | 0 | 0 | 0 | 0 | 0 | 0 |  | 0 | 0 | 0 | 0 | 0 | 0 | 0 | 0 | 0 |  | 0 | 0 | 0 | 0 | 0 | 0 | 0 | 0 | 0 |  | 0 | 0 | 0 | 0 | 0 | 0 | 0 | 0 | 0 |  | 0 | 0 | 0 | 0 | 0 | 0 | 0 | 0 | 0 |  | 0 | 0 | 0 | 0 | 0 | 0 | 0 | 0 | 0 |  | 0 | 0 | 0 | 0 | 0 | 0 | 0 | 0 | 0 |  | 0 | 0 | 0 | 0 | 0 | 0 | 0 | 0 | 0 |  | 0 | 0 | 0 | 0 | 0 | 0 | 0 | 0 | 0 |  | 0 | 0 | 0 | 0 | 0 | 0 | 0 | 0 | 0 |  | 0 | 0 | 0 | 0 | 0 | 0 | 0 | 0 | 0 |  | 0 | 0 | 0 | 0 | 0 | 0 | 0 | 0 | 0 |  | 0 | 0 | 0 | 0 | 0 | 0 | 0 | 0 | 0 |  | 0 | 0 | 0 | 0 | 0 | 0 | 0 | 0 | 0
|  |  | 17 |  | 0 | 0 | 0 | 0 | 0 | 0 | 0 | 0 | 0 |  | 0 | 0 | 0 | 0 | 0 | 0 | 0 | 0 | 0 |  | 0 | 0 | 0 | 0 | 0 | 0 | 0 | 0 | 0 |  | 0 | 0 | 0 | 0 | 0 | 0 | 0 | 0 | 0 |  | 0 | 0 | 0 | 0 | 0 | 0 | 0 | 0 | 0 |  | 0 | 0 | 0 | 0 | 0 | 0 | 0 | 0 | 0 |  | 0 | 0 | 0 | 0 | 0 | 0 | 0 | 0 | 0 |  | 0 | 0 | 0 | 0 | 0 | 0 | 0 | 0 | 0 |  | 0 | 0 | 0 | 0 | 0 | 0 | 0 | 0 | 0 |  | 0 | 0 | 0 | 0 | 0 | 0 | 0 | 0 | 0 |  | 0 | 0 | 0 | 0 | 0 | 0 | 0 | 0 | 0 |  | 0 | 0 | 0 | 0 | 0 | 0 | 0 | 0 | 0 |  | 0 | 0 | 0 | 0 | 0 | 0 | 0 | 0 | 0 |  | 0 | 0 | 0 | 0 | 0 | 0 | 0 | 0 | 0 |  | 0 | 0 | 0 | 0 | 0 | 0 | 0 | 0 | 0 |  | 0 | 0 | 0 | 0 | 0 | 0 | 0 | 0 | 0 |  | 0 | 0 | 0 | 0 | 0 | 0 | 0 | 0 | 0 |  | 0 | 0 | 0 | 0 | 0 | 0 | 0 | 0 | 0 |  | 0 | 0 | 0 | 0 | 0 | 0 | 0 | 0 | 0 |  | 0 | 0 | 0 | 0 | 0 | 0 | 0 | 0 | 0 |  | 0 | 0 | 0 | 0 | 0 | 0 | 0 | 0 | 0 |  | 0 | 0 | 0 | 0 | 0 | 0 | 0 | 0 | 0 |  | 0 | 0 | 0 | 0 | 0 | 0 | 0 | 0 | 0 |  | 0 | 0 | 0 | 0 | 0 | 0 | 0 | 0 | 0 |  | 0 | 0 | 0 | 0 | 0 | 0 | 0 | 0 | 0 |  | 0 | 0 | 0 | 0 | 0 | 0 | 0 | 0 | 0 |  | 0 | 0 | 0 | 0 | 0 | 0 | 0 | 0 | 0 |  | 0 | 0 | 0 | 0 | 0 | 0 | 0 | 0 | 0 |  | 0 | 0 | 0 | 0 | 0 | 0 | 0 | 0 | 0 |  | 0 | 0 | 0 | 0 | 0 | 0 | 0 | 0 | 0 |  | 0 | 0 | 0 | 0 | 0 | 0 | 0 | 0 | 0 |  | 0 | 0 | 0 | 0 | 0 | 0 | 0 | 0 | 0 |  | 0 | 0 | 0 | 0 | 0 | 0 | 0 | 0 | 0 |  | 0 | 0 | 0 | 0 | 0 | 0 | 0 | 0 | 0 |  | 0 | 0 | 0 | 0 | 0 | 0 | 0 | 0 | 0 |  | 0 | 0 | 0 | 0 | 0 | 0 | 0 | 0 | 0 |  | 0 | 0 | 0 | 0 | 0 | 0 | 0 | 0 | 0 |  | 0 | 0 | 0 | 0 | 0 | 0 | 0 | 0 | 0 |  | 0 | 0 | 0 | 0 | 0 | 0 | 0 | 0 | 0 |  | 0 | 0 | 0 | 0 | 0 | 0 | 0 | 0 | 0
|  |  | 18 |  | 0 | 0 | 0 | 0 | 0 | 0 | 0 | 0 | 0 |  | 0 | 0 | 0 | 0 | 0 | 0 | 0 | 0 | 0 |  | 0 | 0 | 0 | 0 | 0 | 0 | 0 | 0 | 0 |  | 0 | 0 | 0 | 0 | 0 | 0 | 0 | 0 | 0 |  | 0 | 0 | 0 | 0 | 0 | 0 | 0 | 0 | 0 |  | 0 | 0 | 0 | 0 | 0 | 0 | 0 | 0 | 0 |  | 0 | 0 | 0 | 0 | 0 | 0 | 0 | 0 | 0 |  | 0 | 0 | 0 | 0 | 0 | 0 | 0 | 0 | 0 |  | 0 | 0 | 0 | 0 | 0 | 0 | 0 | 0 | 0 |  | 0 | 0 | 0 | 0 | 0 | 0 | 0 | 0 | 0 |  | 0 | 0 | 0 | 0 | 0 | 0 | 0 | 0 | 0 |  | 0 | 0 | 0 | 0 | 0 | 0 | 0 | 0 | 0 |  | 0 | 0 | 0 | 0 | 0 | 0 | 0 | 0 | 0 |  | 0 | 0 | 0 | 0 | 0 | 0 | 0 | 0 | 0 |  | 0 | 0 | 0 | 0 | 0 | 0 | 0 | 0 | 0 |  | 0 | 0 | 0 | 0 | 0 | 0 | 0 | 0 | 0 |  | 0 | 0 | 0 | 0 | 0 | 0 | 0 | 0 | 0 |  | 0 | 0 | 0 | 0 | 0 | 0 | 0 | 0 | 0 |  | 0 | 0 | 0 | 0 | 0 | 0 | 0 | 0 | 0 |  | 0 | 0 | 0 | 0 | 0 | 0 | 0 | 0 | 0 |  | 0 | 0 | 0 | 0 | 0 | 0 | 0 | 0 | 0 |  | 0 | 0 | 0 | 0 | 0 | 0 | 0 | 0 | 0 |  | 0 | 0 | 0 | 0 | 0 | 0 | 0 | 0 | 0 |  | 0 | 0 | 0 | 0 | 0 | 0 | 0 | 0 | 0 |  | 0 | 0 | 0 | 0 | 0 | 0 | 0 | 0 | 0 |  | 0 | 0 | 0 | 0 | 0 | 0 | 0 | 0 | 0 |  | 0 | 0 | 0 | 0 | 0 | 0 | 0 | 0 | 0 |  | 0 | 0 | 0 | 0 | 0 | 0 | 0 | 0 | 0 |  | 0 | 0 | 0 | 0 | 0 | 0 | 0 | 0 | 0 |  | 0 | 0 | 0 | 0 | 0 | 0 | 0 | 0 | 0 |  | 0 | 0 | 0 | 0 | 0 | 0 | 0 | 0 | 0 |  | 0 | 0 | 0 | 0 | 0 | 0 | 0 | 0 | 0 |  | 0 | 0 | 0 | 0 | 0 | 0 | 0 | 0 | 0 |  | 0 | 0 | 0 | 0 | 0 | 0 | 0 | 0 | 0 |  | 0 | 0 | 0 | 0 | 0 | 0 | 0 | 0 | 0 |  | 0 | 0 | 0 | 0 | 0 | 0 | 0 | 0 | 0 |  | 0 | 0 | 0 | 0 | 0 | 0 | 0 | 0 | 0 |  | 0 | 0 | 0 | 0 | 0 | 0 | 0 | 0 | 0 |  | 0 | 0 | 0 | 0 | 0 | 0 | 0 | 0 | 0 |  | 0 | 0 | 0 | 0 | 0 | 0 | 0 | 0 | 0
|  |  | 19 |  | 0 | 0 | 0 | 0 | 0 | 0 | 0 | 0 | 0 |  | 0 | 0 | 0 | 0 | 0 | 0 | 0 | 0 | 0 |  | 0 | 0 | 0 | 0 | 0 | 0 | 0 | 0 | 0 |  | 0 | 0 | 0 | 0 | 0 | 0 | 0 | 0 | 0 |  | 0 | 0 | 0 | 0 | 0 | 0 | 0 | 0 | 0 |  | 0 | 0 | 0 | 0 | 0 | 0 | 0 | 0 | 0 |  | 0 | 0 | 0 | 0 | 0 | 0 | 0 | 0 | 0 |  | 0 | 0 | 0 | 0 | 0 | 0 | 0 | 0 | 0 |  | 0 | 0 | 0 | 0 | 0 | 0 | 0 | 0 | 0 |  | 0 | 0 | 0 | 0 | 0 | 0 | 0 | 0 | 0 |  | 0 | 0 | 0 | 0 | 0 | 0 | 0 | 0 | 0 |  | 0 | 0 | 0 | 0 | 0 | 0 | 0 | 0 | 0 |  | 0 | 0 | 0 | 0 | 0 | 0 | 0 | 0 | 0 |  | 0 | 0 | 0 | 0 | 0 | 0 | 0 | 0 | 0 |  | 0 | 0 | 0 | 0 | 0 | 0 | 0 | 0 | 0 |  | 0 | 0 | 0 | 0 | 0 | 0 | 0 | 0 | 0 |  | 0 | 0 | 0 | 0 | 0 | 0 | 0 | 0 | 0 |  | 0 | 0 | 0 | 0 | 0 | 0 | 0 | 0 | 0 |  | 0 | 0 | 0 | 0 | 0 | 0 | 0 | 0 | 0 |  | 0 | 0 | 0 | 0 | 0 | 0 | 0 | 0 | 0 |  | 0 | 0 | 0 | 0 | 0 | 0 | 0 | 0 | 0 |  | 0 | 0 | 0 | 0 | 0 | 0 | 0 | 0 | 0 |  | 0 | 0 | 0 | 0 | 0 | 0 | 0 | 0 | 0 |  | 0 | 0 | 0 | 0 | 0 | 0 | 0 | 0 | 0 |  | 0 | 0 | 0 | 0 | 0 | 0 | 0 | 0 | 0 |  | 0 | 0 | 0 | 0 | 0 | 0 | 0 | 0 | 0 |  | 0 | 0 | 0 | 0 | 0 | 0 | 0 | 0 | 0 |  | 0 | 0 | 0 | 0 | 0 | 0 | 0 | 0 | 0 |  | 0 | 0 | 0 | 0 | 0 | 0 | 0 | 0 | 0 |  | 0 | 0 | 0 | 0 | 0 | 0 | 0 | 0 | 0 |  | 0 | 0 | 0 | 0 | 0 | 0 | 0 | 0 | 0 |  | 0 | 0 | 0 | 0 | 0 | 0 | 0 | 0 | 0 |  | 0 | 0 | 0 | 0 | 0 | 0 | 0 | 0 | 0 |  | 0 | 0 | 0 | 0 | 0 | 0 | 0 | 0 | 0 |  | 0 | 0 | 0 | 0 | 0 | 0 | 0 | 0 | 0 |  | 0 | 0 | 0 | 0 | 0 | 0 | 0 | 0 | 0 |  | 0 | 0 | 0 | 0 | 0 | 0 | 0 | 0 | 0 |  | 0 | 0 | 0 | 0 | 0 | 0 | 0 | 0 | 0 |  | 0 | 0 | 0 | 0 | 0 | 0 | 0 | 0 | 0 |  | 0 | 0 | 0 | 0 | 0 | 0 | 0 | 0 | 0
|  |  | 20 |  | 0 | 0 | 0 | 0 | 0 | 0 | 0 | 0 | 0 |  | 0 | 0 | 0 | 0 | 0 | 0 | 0 | 0 | 0 |  | 0 | 0 | 0 | 0 | 0 | 0 | 0 | 0 | 0 |  | 0 | 0 | 0 | 0 | 0 | 0 | 0 | 0 | 0 |  | 0 | 0 | 0 | 0 | 0 | 0 | 0 | 0 | 0 |  | 0 | 0 | 0 | 0 | 0 | 0 | 0 | 0 | 0 |  | 0 | 0 | 0 | 0 | 0 | 0 | 0 | 0 | 0 |  | 0 | 0 | 0 | 0 | 0 | 0 | 0 | 0 | 0 |  | 0 | 0 | 0 | 0 | 0 | 0 | 0 | 0 | 0 |  | 0 | 0 | 0 | 0 | 0 | 0 | 0 | 0 | 0 |  | 0 | 0 | 0 | 0 | 0 | 0 | 0 | 0 | 0 |  | 0 | 0 | 0 | 0 | 0 | 0 | 0 | 0 | 0 |  | 0 | 0 | 0 | 0 | 0 | 0 | 0 | 0 | 0 |  | 0 | 0 | 0 | 0 | 0 | 0 | 0 | 0 | 0 |  | 0 | 0 | 0 | 0 | 0 | 0 | 0 | 0 | 0 |  | 0 | 0 | 0 | 0 | 0 | 0 | 0 | 0 | 0 |  | 0 | 0 | 0 | 0 | 0 | 0 | 0 | 0 | 0 |  | 0 | 0 | 0 | 0 | 0 | 0 | 0 | 0 | 0 |  | 0 | 0 | 0 | 0 | 0 | 0 | 0 | 0 | 0 |  | 0 | 0 | 0 | 0 | 0 | 0 | 0 | 0 | 0 |  | 0 | 0 | 0 | 0 | 0 | 0 | 0 | 0 | 0 |  | 0 | 0 | 0 | 0 | 0 | 0 | 0 | 0 | 0 |  | 0 | 0 | 0 | 0 | 0 | 0 | 0 | 0 | 0 |  | 0 | 0 | 0 | 0 | 0 | 0 | 0 | 0 | 0 |  | 0 | 0 | 0 | 0 | 0 | 0 | 0 | 0 | 0 |  | 0 | 0 | 0 | 0 | 0 | 0 | 0 | 0 | 0 |  | 0 | 0 | 0 | 0 | 0 | 0 | 0 | 0 | 0 |  | 0 | 0 | 0 | 0 | 0 | 0 | 0 | 0 | 0 |  | 0 | 0 | 0 | 0 | 0 | 0 | 0 | 0 | 0 |  | 0 | 0 | 0 | 0 | 0 | 0 | 0 | 0 | 0 |  | 0 | 0 | 0 | 0 | 0 | 0 | 0 | 0 | 0 |  | 0 | 0 | 0 | 0 | 0 | 0 | 0 | 0 | 0 |  | 0 | 0 | 0 | 0 | 0 | 0 | 0 | 0 | 0 |  | 0 | 0 | 0 | 0 | 0 | 0 | 0 | 0 | 0 |  | 0 | 0 | 0 | 0 | 0 | 0 | 0 | 0 | 0 |  | 0 | 0 | 0 | 0 | 0 | 0 | 0 | 0 | 0 |  | 0 | 0 | 0 | 0 | 0 | 0 | 0 | 0 | 0 |  | 0 | 0 | 0 | 0 | 0 | 0 | 0 | 0 | 0 |  | 0 | 0 | 0 | 0 | 0 | 0 | 0 | 0 | 0 |  | 0 | 0 | 0 | 0 | 0 | 0 | 0 | 0 | 0
|  |  | 21 |  | 0 | 0 | 0 | 0 | 0 | 0 | 0 | 0 | 0 |  | 0 | 0 | 0 | 0 | 0 | 0 | 0 | 0 | 0 |  | 0 | 0 | 0 | 0 | 0 | 0 | 0 | 0 | 0 |  | 0 | 0 | 0 | 0 | 0 | 0 | 0 | 0 | 0 |  | 0 | 0 | 0 | 0 | 0 | 0 | 0 | 0 | 0 |  | 0 | 0 | 0 | 0 | 0 | 0 | 0 | 0 | 0 |  | 0 | 0 | 0 | 0 | 0 | 0 | 0 | 0 | 0 |  | 0 | 0 | 0 | 0 | 0 | 0 | 0 | 0 | 0 |  | 0 | 0 | 0 | 0 | 0 | 0 | 0 | 0 | 0 |  | 0 | 0 | 0 | 0 | 0 | 0 | 0 | 0 | 0 |  | 0 | 0 | 0 | 0 | 0 | 0 | 0 | 0 | 0 |  | 0 | 0 | 0 | 0 | 0 | 0 | 0 | 0 | 0 |  | 0 | 0 | 0 | 0 | 0 | 0 | 0 | 0 | 0 |  | 0 | 0 | 0 | 0 | 0 | 0 | 0 | 0 | 0 |  | 0 | 0 | 0 | 0 | 0 | 0 | 0 | 0 | 0 |  | 0 | 0 | 0 | 0 | 0 | 0 | 0 | 0 | 0 |  | 0 | 0 | 0 | 0 | 0 | 0 | 0 | 0 | 0 |  | 0 | 0 | 0 | 0 | 0 | 0 | 0 | 0 | 0 |  | 0 | 0 | 0 | 0 | 0 | 0 | 0 | 0 | 0 |  | 0 | 0 | 0 | 0 | 0 | 0 | 0 | 0 | 0 |  | 0 | 0 | 0 | 0 | 0 | 0 | 0 | 0 | 0 |  | 0 | 0 | 0 | 0 | 0 | 0 | 0 | 0 | 0 |  | 0 | 0 | 0 | 0 | 0 | 0 | 0 | 0 | 0 |  | 0 | 0 | 0 | 0 | 0 | 0 | 0 | 0 | 0 |  | 0 | 0 | 0 | 0 | 0 | 0 | 0 | 0 | 0 |  | 0 | 0 | 0 | 0 | 0 | 0 | 0 | 0 | 0 |  | 0 | 0 | 0 | 0 | 0 | 0 | 0 | 0 | 0 |  | 0 | 0 | 0 | 0 | 0 | 0 | 0 | 0 | 0 |  | 0 | 0 | 0 | 0 | 0 | 0 | 0 | 0 | 0 |  | 0 | 0 | 0 | 0 | 0 | 0 | 0 | 0 | 0 |  | 0 | 0 | 0 | 0 | 0 | 0 | 0 | 0 | 0 |  | 0 | 0 | 0 | 0 | 0 | 0 | 0 | 0 | 0 |  | 0 | 0 | 0 | 0 | 0 | 0 | 0 | 0 | 0 |  | 0 | 0 | 0 | 0 | 0 | 0 | 0 | 0 | 0 |  | 0 | 0 | 0 | 0 | 0 | 0 | 0 | 0 | 0 |  | 0 | 0 | 0 | 0 | 0 | 0 | 0 | 0 | 0 |  | 0 | 0 | 0 | 0 | 0 | 0 | 0 | 0 | 0 |  | 0 | 0 | 0 | 0 | 0 | 0 | 0 | 0 | 0 |  | 0 | 0 | 0 | 0 | 0 | 0 | 0 | 0 | 0 |  | 0 | 0 | 0 | 0 | 0 | 0 | 0 | 0 | 0
|  |  | 22 |  | 0 | 0 | 0 | 0 | 0 | 0 | 0 | 0 | 0 |  | 0 | 0 | 0 | 0 | 0 | 0 | 0 | 0 | 0 |  | 0 | 0 | 0 | 0 | 0 | 0 | 0 | 0 | 0 |  | 0 | 0 | 0 | 0 | 0 | 0 | 0 | 0 | 0 |  | 0 | 0 | 0 | 0 | 0 | 0 | 0 | 0 | 0 |  | 0 | 0 | 0 | 0 | 0 | 0 | 0 | 0 | 0 |  | 0 | 0 | 0 | 0 | 0 | 0 | 0 | 0 | 0 |  | 0 | 0 | 0 | 0 | 0 | 0 | 0 | 0 | 0 |  | 0 | 0 | 0 | 0 | 0 | 0 | 0 | 0 | 0 |  | 0 | 0 | 0 | 0 | 0 | 0 | 0 | 0 | 0 |  | 0 | 0 | 0 | 0 | 0 | 0 | 0 | 0 | 0 |  | 0 | 0 | 0 | 0 | 0 | 0 | 0 | 0 | 0 |  | 0 | 0 | 0 | 0 | 0 | 0 | 0 | 0 | 0 |  | 0 | 0 | 0 | 0 | 0 | 0 | 0 | 0 | 0 |  | 0 | 0 | 0 | 0 | 0 | 0 | 0 | 0 | 0 |  | 0 | 0 | 0 | 0 | 0 | 0 | 0 | 0 | 0 |  | 0 | 0 | 0 | 0 | 0 | 0 | 0 | 0 | 0 |  | 0 | 0 | 0 | 0 | 0 | 0 | 0 | 0 | 0 |  | 0 | 0 | 0 | 0 | 0 | 0 | 0 | 0 | 0 |  | 0 | 0 | 0 | 0 | 0 | 0 | 0 | 0 | 0 |  | 0 | 0 | 0 | 0 | 0 | 0 | 0 | 0 | 0 |  | 0 | 0 | 0 | 0 | 0 | 0 | 0 | 0 | 0 |  | 0 | 0 | 0 | 0 | 0 | 0 | 0 | 0 | 0 |  | 0 | 0 | 0 | 0 | 0 | 0 | 0 | 0 | 0 |  | 0 | 0 | 0 | 0 | 0 | 0 | 0 | 0 | 0 |  | 0 | 0 | 0 | 0 | 0 | 0 | 0 | 0 | 0 |  | 0 | 0 | 0 | 0 | 0 | 0 | 0 | 0 | 0 |  | 0 | 0 | 0 | 0 | 0 | 0 | 0 | 0 | 0 |  | 0 | 0 | 0 | 0 | 0 | 0 | 0 | 0 | 0 |  | 0 | 0 | 0 | 0 | 0 | 0 | 0 | 0 | 0 |  | 0 | 0 | 0 | 0 | 0 | 0 | 0 | 0 | 0 |  | 0 | 0 | 0 | 0 | 0 | 0 | 0 | 0 | 0 |  | 0 | 0 | 0 | 0 | 0 | 0 | 0 | 0 | 0 |  | 0 | 0 | 0 | 0 | 0 | 0 | 0 | 0 | 0 |  | 0 | 0 | 0 | 0 | 0 | 0 | 0 | 0 | 0 |  | 0 | 0 | 0 | 0 | 0 | 0 | 0 | 0 | 0 |  | 0 | 0 | 0 | 0 | 0 | 0 | 0 | 0 | 0 |  | 0 | 0 | 0 | 0 | 0 | 0 | 0 | 0 | 0 |  | 0 | 0 | 0 | 0 | 0 | 0 | 0 | 0 | 0 |  | 0 | 0 | 0 | 0 | 0 | 0 | 0 | 0 | 0
|  |  | 23 |  | 0 | 0 | 0 | 0 | 0 | 0 | 0 | 0 | 0 |  | 0 | 0 | 0 | 0 | 0 | 0 | 0 | 0 | 0 |  | 0 | 0 | 0 | 0 | 0 | 0 | 0 | 0 | 0 |  | 0 | 0 | 0 | 0 | 0 | 0 | 0 | 0 | 0 |  | 0 | 0 | 0 | 0 | 0 | 0 | 0 | 0 | 0 |  | 0 | 0 | 0 | 0 | 0 | 0 | 0 | 0 | 0 |  | 0 | 0 | 0 | 0 | 0 | 0 | 0 | 0 | 0 |  | 0 | 0 | 0 | 0 | 0 | 0 | 0 | 0 | 0 |  | 0 | 0 | 0 | 0 | 0 | 0 | 0 | 0 | 0 |  | 0 | 0 | 0 | 0 | 0 | 0 | 0 | 0 | 0 |  | 0 | 0 | 0 | 0 | 0 | 0 | 0 | 0 | 0 |  | 0 | 0 | 0 | 0 | 0 | 0 | 0 | 0 | 0 |  | 0 | 0 | 0 | 0 | 0 | 0 | 0 | 0 | 0 |  | 0 | 0 | 0 | 0 | 0 | 0 | 0 | 0 | 0 |  | 0 | 0 | 0 | 0 | 0 | 0 | 0 | 0 | 0 |  | 0 | 0 | 0 | 0 | 0 | 0 | 0 | 0 | 0 |  | 0 | 0 | 0 | 0 | 0 | 0 | 0 | 0 | 0 |  | 0 | 0 | 0 | 0 | 0 | 0 | 0 | 0 | 0 |  | 0 | 0 | 0 | 0 | 0 | 0 | 0 | 0 | 0 |  | 0 | 0 | 0 | 0 | 0 | 0 | 0 | 0 | 0 |  | 0 | 0 | 0 | 0 | 0 | 0 | 0 | 0 | 0 |  | 0 | 0 | 0 | 0 | 0 | 0 | 0 | 0 | 0 |  | 0 | 0 | 0 | 0 | 0 | 0 | 0 | 0 | 0 |  | 0 | 0 | 0 | 0 | 0 | 0 | 0 | 0 | 0 |  | 0 | 0 | 0 | 0 | 0 | 0 | 0 | 0 | 0 |  | 0 | 0 | 0 | 0 | 0 | 0 | 0 | 0 | 0 |  | 0 | 0 | 0 | 0 | 0 | 0 | 0 | 0 | 0 |  | 0 | 0 | 0 | 0 | 0 | 0 | 0 | 0 | 0 |  | 0 | 0 | 0 | 0 | 0 | 0 | 0 | 0 | 0 |  | 0 | 0 | 0 | 0 | 0 | 0 | 0 | 0 | 0 |  | 0 | 0 | 0 | 0 | 0 | 0 | 0 | 0 | 0 |  | 0 | 0 | 0 | 0 | 0 | 0 | 0 | 0 | 0 |  | 0 | 0 | 0 | 0 | 0 | 0 | 0 | 0 | 0 |  | 0 | 0 | 0 | 0 | 0 | 0 | 0 | 0 | 0 |  | 0 | 0 | 0 | 0 | 0 | 0 | 0 | 0 | 0 |  | 0 | 0 | 0 | 0 | 0 | 0 | 0 | 0 | 0 |  | 0 | 0 | 0 | 0 | 0 | 0 | 0 | 0 | 0 |  | 0 | 0 | 0 | 0 | 0 | 0 | 0 | 0 | 0 |  | 0 | 0 | 0 | 0 | 0 | 0 | 0 | 0 | 0 |  | 0 | 0 | 0 | 0 | 0 | 0 | 0 | 0 | 0
|  |  | 24 |  | 0 | 0 | 0 | 0 | 0 | 0 | 0 | 0 | 0 |  | 0 | 0 | 0 | 0 | 0 | 0 | 0 | 0 | 0 |  | 0 | 0 | 0 | 0 | 0 | 0 | 0 | 0 | 0 |  | 0 | 0 | 0 | 0 | 0 | 0 | 0 | 0 | 0 |  | 0 | 0 | 0 | 0 | 0 | 0 | 0 | 0 | 0 |  | 0 | 0 | 0 | 0 | 0 | 0 | 0 | 0 | 0 |  | 0 | 0 | 0 | 0 | 0 | 0 | 0 | 0 | 0 |  | 0 | 0 | 0 | 0 | 0 | 0 | 0 | 0 | 0 |  | 0 | 0 | 0 | 0 | 0 | 0 | 0 | 0 | 0 |  | 0 | 0 | 0 | 0 | 0 | 0 | 0 | 0 | 0 |  | 0 | 0 | 0 | 0 | 0 | 0 | 0 | 0 | 0 |  | 0 | 0 | 0 | 0 | 0 | 0 | 0 | 0 | 0 |  | 0 | 0 | 0 | 0 | 0 | 0 | 0 | 0 | 0 |  | 0 | 0 | 0 | 0 | 0 | 0 | 0 | 0 | 0 |  | 0 | 0 | 0 | 0 | 0 | 0 | 0 | 0 | 0 |  | 0 | 0 | 0 | 0 | 0 | 0 | 0 | 0 | 0 |  | 0 | 0 | 0 | 0 | 0 | 0 | 0 | 0 | 0 |  | 0 | 0 | 0 | 0 | 0 | 0 | 0 | 0 | 0 |  | 0 | 0 | 0 | 0 | 0 | 0 | 0 | 0 | 0 |  | 0 | 0 | 0 | 0 | 0 | 0 | 0 | 0 | 0 |  | 0 | 0 | 0 | 0 | 0 | 0 | 0 | 0 | 0 |  | 0 | 0 | 0 | 0 | 0 | 0 | 0 | 0 | 0 |  | 0 | 0 | 0 | 0 | 0 | 0 | 0 | 0 | 0 |  | 0 | 0 | 0 | 0 | 0 | 0 | 0 | 0 | 0 |  | 0 | 0 | 0 | 0 | 0 | 0 | 0 | 0 | 0 |  | 0 | 0 | 0 | 0 | 0 | 0 | 0 | 0 | 0 |  | 0 | 0 | 0 | 0 | 0 | 0 | 0 | 0 | 0 |  | 0 | 0 | 0 | 0 | 0 | 0 | 0 | 0 | 0 |  | 0 | 0 | 0 | 0 | 0 | 0 | 0 | 0 | 0 |  | 0 | 0 | 0 | 0 | 0 | 0 | 0 | 0 | 0 |  | 0 | 0 | 0 | 0 | 0 | 0 | 0 | 0 | 0 |  | 0 | 0 | 0 | 0 | 0 | 0 | 0 | 0 | 0 |  | 0 | 0 | 0 | 0 | 0 | 0 | 0 | 0 | 0 |  | 0 | 0 | 0 | 0 | 0 | 0 | 0 | 0 | 0 |  | 0 | 0 | 0 | 0 | 0 | 0 | 0 | 0 | 0 |  | 0 | 0 | 0 | 0 | 0 | 0 | 0 | 0 | 0 |  | 0 | 0 | 0 | 0 | 0 | 0 | 0 | 0 | 0 |  | 0 | 0 | 0 | 0 | 0 | 0 | 0 | 0 | 0 |  | 0 | 0 | 0 | 0 | 0 | 0 | 0 | 0 | 0 |  | 0 | 0 | 0 | 0 | 0 | 0 | 0 | 0 | 0
|  |  | 25 |  | 0 | 0 | 0 | 0 | 0 | 0 | 0 | 0 | 0 |  | 0 | 0 | 0 | 0 | 0 | 0 | 0 | 0 | 0 |  | 0 | 0 | 0 | 0 | 0 | 0 | 0 | 0 | 0 |  | 0 | 0 | 0 | 0 | 0 | 0 | 0 | 0 | 0 |  | 0 | 0 | 0 | 0 | 0 | 0 | 0 | 0 | 0 |  | 0 | 0 | 0 | 0 | 0 | 0 | 0 | 0 | 0 |  | 0 | 0 | 0 | 0 | 0 | 0 | 0 | 0 | 0 |  | 0 | 0 | 0 | 0 | 0 | 0 | 0 | 0 | 0 |  | 0 | 0 | 0 | 0 | 0 | 0 | 0 | 0 | 0 |  | 0 | 0 | 0 | 0 | 0 | 0 | 0 | 0 | 0 |  | 0 | 0 | 0 | 0 | 0 | 0 | 0 | 0 | 0 |  | 0 | 0 | 0 | 0 | 0 | 0 | 0 | 0 | 0 |  | 0 | 0 | 0 | 0 | 0 | 0 | 0 | 0 | 0 |  | 0 | 0 | 0 | 0 | 0 | 0 | 0 | 0 | 0 |  | 0 | 0 | 0 | 0 | 0 | 0 | 0 | 0 | 0 |  | 0 | 0 | 0 | 0 | 0 | 0 | 0 | 0 | 0 |  | 0 | 0 | 0 | 0 | 0 | 0 | 0 | 0 | 0 |  | 0 | 0 | 0 | 0 | 0 | 0 | 0 | 0 | 0 |  | 0 | 0 | 0 | 0 | 0 | 0 | 0 | 0 | 0 |  | 0 | 0 | 0 | 0 | 0 | 0 | 0 | 0 | 0 |  | 0 | 0 | 0 | 0 | 0 | 0 | 0 | 0 | 0 |  | 0 | 0 | 0 | 0 | 0 | 0 | 0 | 0 | 0 |  | 0 | 0 | 0 | 0 | 0 | 0 | 0 | 0 | 0 |  | 0 | 0 | 0 | 0 | 0 | 0 | 0 | 0 | 0 |  | 0 | 0 | 0 | 0 | 0 | 0 | 0 | 0 | 0 |  | 0 | 0 | 0 | 0 | 0 | 0 | 0 | 0 | 0 |  | 0 | 0 | 0 | 0 | 0 | 0 | 0 | 0 | 0 |  | 0 | 0 | 0 | 0 | 0 | 0 | 0 | 0 | 0 |  | 0 | 0 | 0 | 0 | 0 | 0 | 0 | 0 | 0 |  | 0 | 0 | 0 | 0 | 0 | 0 | 0 | 0 | 0 |  | 0 | 0 | 0 | 0 | 0 | 0 | 0 | 0 | 0 |  | 0 | 0 | 0 | 0 | 0 | 0 | 0 | 0 | 0 |  | 0 | 0 | 0 | 0 | 0 | 0 | 0 | 0 | 0 |  | 0 | 0 | 0 | 0 | 0 | 0 | 0 | 0 | 0 |  | 0 | 0 | 0 | 0 | 0 | 0 | 0 | 0 | 0 |  | 0 | 0 | 0 | 0 | 0 | 0 | 0 | 0 | 0 |  | 0 | 0 | 0 | 0 | 0 | 0 | 0 | 0 | 0 |  | 0 | 0 | 0 | 0 | 0 | 0 | 0 | 0 | 0 |  | 0 | 0 | 0 | 0 | 0 | 0 | 0 | 0 | 0 |  | 0 | 0 | 0 | 0 | 0 | 0 | 0 | 0 | 0
|  |  |  | Unit: | c/kWh | c/kWh | c/kWh | c/kWh | c/kWh | c/kWh | R/kVA/month | R/kVA/month | R/POD/month |  | cR/kWh | cR/kWh | cR/kWh | cR/kWh | cR/kWh | cR/kWh | R/kVA/month | R/kVA/month | R/POD/month |  | cR/kWh | cR/kWh | cR/kWh | cR/kWh | cR/kWh | cR/kWh | R/kVA/month | R/kVA/month | R/POD/month |  | c/kWh | c/kWh | c/kWh | c/kWh | c/kWh | c/kWh | R/kVA/month | R/kVA/month | R/POD/month |  | c/kWh | c/kWh | c/kWh | c/kWh | c/kWh | c/kWh | R/kVA/month | R/kVA/month | R/POD/month |  | c/kWh | c/kWh | c/kWh | c/kWh | c/kWh | c/kWh | R/kVA/month | R/kVA/month | R/POD/month |  | c/kWh | c/kWh | c/kWh | c/kWh | c/kWh | c/kWh | R/kVA/month | R/kVA/month | R/POD/month |  | c/kWh | c/kWh | c/kWh | c/kWh | c/kWh | c/kWh | R/kVA/month | R/kVA/month | R/POD/month |  | c/kWh | c/kWh | c/kWh | c/kWh | c/kWh | c/kWh | R/kVA/month | R/kVA/month | R/POD/month |  | c/kWh | c/kWh | c/kWh | c/kWh | c/kWh | c/kWh | R/kVA/month | R/kVA/month | R/POD/month |  | c/kWh | c/kWh | c/kWh | c/kWh | c/kWh | c/kWh | R/kVA/month | R/kVA/month | R/POD/month |  | c/kWh | c/kWh | c/kWh | c/kWh | c/kWh | c/kWh | R/kVA/month | R/kVA/month | R/POD/month |  | c/kWh | c/kWh | c/kWh | c/kWh | c/kWh | c/kWh | R/kVA/month | R/kVA/month | R/POD/month |  | c/kWh | c/kWh | c/kWh | c/kWh | c/kWh | c/kWh | R/kVA/month | R/kVA/month | R/POD/month |  | cR/kWh | cR/kWh | cR/kWh | cR/kWh | cR/kWh | cR/kWh | R/kVA/month | R/kVA/month | R/POD/month |  | cR/kWh | cR/kWh | cR/kWh | cR/kWh | cR/kWh | cR/kWh | R/kVA/month | R/kVA/month | R/POD/month |  | cR/kWh | cR/kWh | cR/kWh | cR/kWh | cR/kWh | cR/kWh | R/kVA/month | R/kVA/month | R/POD/month |  | cR/kWh | cR/kWh | cR/kWh | cR/kWh | cR/kWh | cR/kWh | R/kVA/month | R/kVA/month | R/POD/month |  | cR/kWh | cR/kWh | cR/kWh | cR/kWh | cR/kWh | cR/kWh | R/kVA/month | R/kVA/month | R/POD/month |  | cR/kWh | cR/kWh | cR/kWh | cR/kWh | cR/kWh | cR/kWh | R/kVA/month | R/kVA/month | R/POD/month |  | c/kWh | c/kWh | c/kWh | c/kWh | c/kWh | c/kWh | R/kVA/month | R/kVA/month | R/POD/month |  | c/kWh | c/kWh | c/kWh | c/kWh | c/kWh | c/kWh | R/kVA/month | R/kVA/month | R/POD/month |  | c/kWh | c/kWh | c/kWh | c/kWh | c/kWh | c/kWh | R/kVA/month | R/kVA/month | R/POD/month |  | c/kWh | c/kWh | c/kWh | c/kWh | c/kWh | c/kWh | R/kVA/month | R/kVA/month | R/POD/month |  | c/kWh | c/kWh | c/kWh | c/kWh | c/kWh | c/kWh | R/kVA/month | R/kVA/month | R/POD/month |  | c/kWh | c/kWh | c/kWh | c/kWh | c/kWh | c/kWh | R/kVA/month | R/kVA/month | R/POD/month |  | c/kWh | c/kWh | c/kWh | c/kWh | c/kWh | c/kWh | R/kVA/month | R/kVA/month | R/POD/month |  | c/kWh | c/kWh | c/kWh | c/kWh | c/kWh | c/kWh | R/kVA/month | R/kVA/month | R/POD/month |  | c/kWh | c/kWh | c/kWh | c/kWh | c/kWh | c/kWh | R/kVA/month | R/kVA/month | R/POD/month |  | c/kWh | c/kWh | c/kWh | c/kWh | c/kWh | c/kWh | R/kVA/month | R/kVA/month | R/POD/month |  | c/kWh | c/kWh | c/kWh | c/kWh | c/kWh | c/kWh | R/kVA/month | R/kVA/month | R/POD/month |  | c/kWh | c/kWh | c/kWh | c/kWh | c/kWh | c/kWh | R/kVA/month | R/kVA/month | R/POD/month |  | c/kWh | c/kWh | c/kWh | c/kWh | c/kWh | c/kWh | R/kVA/month | R/kVA/month | R/POD/month |  | c/kWh | c/kWh | c/kWh | c/kWh | c/kWh | c/kWh | R/kVA/month | R/kVA/month | R/POD/month |  | c/kWh | c/kWh | c/kWh | c/kWh | c/kWh | c/kWh | R/kVA/month | R/kVA/month | R/POD/month |  | c/kWh | c/kWh | c/kWh | c/kWh | c/kWh | c/kWh | R/kVA/month | R/kVA/month | R/POD/month |  | c/kWh | c/kWh | c/kWh | c/kWh | c/kWh | c/kWh | R/kVA/month | R/kVA/month | R/POD/month |  | c/kWh | c/kWh | c/kWh | c/kWh | c/kWh | c/kWh | R/kVA/month | R/kVA/month | R/POD/month |  | c/kWh | c/kWh | c/kWh | c/kWh | c/kWh | c/kWh | R/kVA/month | R/kVA/month | R/POD/month |  | c/kWh | c/kWh | c/kWh | c/kWh | c/kWh | c/kWh | R/kVA/month | R/kVA/month | R/POD/month
|  |  |  | Weighted average: | 0 | 0 | 0 | 0 | 0 | 0 | 0 | 0 | 0 | 0 | 147.0387 | 185.5897 | 675.9367 | 146.1029 | 174.6931 | 293.4747 | 67.0524 | 63.1418 | 0.25985 | 0 | 15.5264 | 19.5971 | 71.3748 | 15.4276 | 18.4465 | 30.9891 | 7.0803 | 6.6674 | 0.027438 | 0 | 6.2023 | 7.8284 | 28.5118 | 6.1628 | 7.3687 | 12.3791 | 2.8283 | 2.6634 | 0.010961 | 0 | 0 | 0 | 0 | 0 | 0 | 0 | 0 | 0 | 0 | 0 | 0 | 0 | 0 | 0 | 0 | 0 | 0 | 0 | 0 | 0 | 0 | 0 | 0 | 0 | 0 | 0 | 0 | 0 | 0 | 0 | 0 | 0 | 0 | 0 | 0 | 0 | 0 | 0 | 0 | 0 | 0 | 0 | 0 | 0 | 0 | 0 | 43.4802 | 32.0787 | 0 | 0 | 0 | 0 | 0 | 0 | 0 | 0 | 0 | 0 | 0 | 0 | 0 | 0 | 0 | 0 | 0 | 0 | 72.298 | 53.3397 | 0 | 0 | 0 | 0 | 0 | 0 | 0 | 0 | 0 | 0 | 0 | 0 | 0 | 0 | 0 | 0 | 0 | 0 | 0 | 0 | 3374.5954 | 0 | 0 | 0 | 0 | 0 | 0 | 0 | 0 | 0 | 5745.7519 | 0 | 0 | 0 | 0 | 0 | 0 | 0 | 0 | 0 | 0 | 0 | 0 | 0 | 0 | 0 | 0 | 0 | 0 | 0 | 0 | 0 | 0 | 0 | 0 | 0 | 0 | 0 | 0 | 0 | 0 | 0 | 0 | 0 | 0 | 0 | 0 | 0 | 0 | 0 | 0 | 0 | 0 | 0 | 0 | 0 | 0 | 0 | 0 | 0 | 0 | 0 | 0 | 0 | 0 | 0 | 0 | 0 | 0 | 0 | 0 | 0 | 0 | 0 | 0 | 0 | 0 | 0 | 0 | 0 | 0 | 0 | 0 | 0 | 0 | 0 | 0 | 0 | 0 | 0 | 0 | 0 | 0 | 0 | 0 | 0 | 0 | 0 | 0 | 0 | 0 | 0 | 0 | 0 | 0 | 0 | 0 | 0 | 0 | 0 | 0 | 0 | 0 | 0 | 0 | 0 | 0 | 0 | 0 | 0 | 0 | 0 | 0 | 0 | 0 | 0 | 0 | 0 | 0 | 0 | 0 | 0 | 0 | 0 | 0 | 0 | 0 | 0 | 0 | 0 | 0 | 0 | 0 | 0 | 0 | 0 | 0 | 0 | 0 | 0 | 0 | 0 | 0 | 0 | 0 | 0 | 0 | 0 | 0 | 0 | 0 | 0 | 0 | 0 | 0 | 0 | 0 | 0 | 0 | 0 | 0 | 0 | 0 | 0 | 0 | 0 | 0 | 0 | 0 | 0 | 0 | 0 | 0 | 0 | 0 | 0 | 0 | 0 | 0 | 0 | 0 | 0 | 0 | 0 | 0 | 0 | 0 | 0 | 0 | 0 | 0 | 0 | 0 | 0 | 0 | 0 | 0 | 0 | 0 | 0 | 0 | 0 | 0 | 0 | 0 | 0 | 0 | 0 | 0 | 0 | 0 | 0 | 0 | 0 | 0 | 0 | 0 | 0 | 0 | 0 | 0 | 0 | 0 | 0 | 0 | 0 | 0 | 0 | 0 | 0 | 0 | 0 | 0 | 0 | 0 | 0 | 0 | 0 | 0 | 0 | 0 | 0 | 0 | 0 | 0 | 0 | 0 | 0 | 0 | 0 | 0 | 0 | 0 | 0 | 0 | 0 | 0 | 0 | 0 | 0 | 0
|  |  |  | 11333.9261 | [18 empty] | 1753.2897 | [19 empty] | 259.0924 | [19 empty] | 0 | [19 empty] | 0 | [19 empty] | 75.5589 | [19 empty] | 125.6378 | [19 empty] | 9120.3473 | [19 empty] | 0 | [19 empty] | 0 | [19 empty] | 0 | [19 empty] | 0
|  |  |  | FALSE | [18 empty] | FALSE | [19 empty] | FALSE | [19 empty] | TRUE | [19 empty] | TRUE | [19 empty] | FALSE | [19 empty] | FALSE | [19 empty] | FALSE | [19 empty] | TRUE | [19 empty] | TRUE | [19 empty] | TRUE | [19 empty] | TRUE
Cost reflective charges by business area, class, season, TOU
|  |  |  | Business area: | Wires | Wires | Wires | Wires | Wires | Wires | Wires | Wires | Wires |  | Retail | Retail | Retail | Retail | Retail | Retail | Retail | Retail | Retail |  | Total | Total | Total | Total | Total | Total | Total | Total | Total |  | Total | Total | Total |  | Total | Total | Total
|  |  |  | Cost class: | Energy | Energy | Energy | Energy | Energy | Energy | Demand | Demand | Customer |  | Energy | Energy | Energy | Energy | Energy | Energy | Demand | Demand | Customer |  | Energy | Energy | Energy | Energy | Energy | Energy | Demand | Demand | Customer |  | Energy | Demand | Customer |  | Energy | Demand | Customer
|  |  |  | Season: | High season | High season | High season | Low season | Low season | Low season | High season | Low season | All |  | High season | High season | High season | Low season | Low season | Low season | High season | Low season | All |  | High season | High season | High season | Low season | Low season | Low season | High season | Low season | All |  | All | All | All |  | All | All | All
|  |  |  | TOU: | Offpeak | Standard | Peak | Offpeak | Standard | Peak | All | All | All |  | Offpeak | Standard | Peak | Offpeak | Standard | Peak | All | All | All |  | Offpeak | Standard | Peak | Offpeak | Standard | Peak | All | All | All |  | All | All | All |  | All | All | All
|  |  |  | Unit: | c/kWh | c/kWh | c/kWh | c/kWh | c/kWh | c/kWh | R/kVA/month | R/kVA/month | R/POD/month |  | c/kWh | c/kWh | c/kWh | c/kWh | c/kWh | c/kWh | R/kVA/month | R/kVA/month | R/POD/month |  | c/kWh | c/kWh | c/kWh | c/kWh | c/kWh | c/kWh | R/kVA/month | R/kVA/month | R/POD/month |  | c/kWh | R/kVA/month | R/POD/month |  | c/kWh | R/kVA/month | R/POD/month
Customer Categories
|  |  | 1 | Domestic (Standard) | 21.2508 | 27.6662 | 100.7632 | 21.0103 | 26.0418 | 43.7488 | 189.2064 | 141.8153 | 75.3883 |  | 209.7388 | 273.0573 | 994.5029 | 207.3655 | 257.0252 | 431.7881 | 107.6187 | 101.3422 | 128.3649 |  | 230.9896 | 300.7235 | 1095.266 | 228.3758 | 283.067 | 475.5369 | 296.8252 | 243.1575 | 203.7532 |  | 329.7994 | 256.6847 | 203.7532 |  | 329.7994 | 103.3974 | 42.235 |  | 58440462.4345 |  | 42.235
|  |  | 2 | Domestic (Large) | 21.2508 | 27.6662 | 100.7632 | 21.0103 | 26.0418 | 43.7488 | 188.081 | 140.9718 | 75.3883 |  | 209.7388 | 273.0573 | 994.5029 | 207.3655 | 257.0252 | 431.7881 | 106.9786 | 100.7394 | 128.3649 |  | 230.9896 | 300.7235 | 1095.266 | 228.3758 | 283.067 | 475.5369 | 295.0596 | 241.7112 | 203.7532 |  | 329.7994 | 255.1579 | 203.7532 |  | 329.7994 | 115.3569 | 29.6287 |  | 3484449.292 |  | 29.6287
|  |  | 3 | Commercial Small | 21.2508 | 27.6662 | 100.7632 | 21.0103 | 26.0418 | 43.7488 | 188.2641 | 141.109 | 1507.7668 |  | 209.7388 | 273.0573 | 994.5029 | 207.3655 | 257.0252 | 431.7881 | 107.0827 | 100.8375 | 2567.2979 |  | 230.9896 | 300.7235 | 1095.266 | 228.3758 | 283.067 | 475.5369 | 295.3468 | 241.9464 | 4075.0647 |  | 329.7994 | 255.4063 | 4075.0647 |  | 329.7994 | 113.2162 | 818.928 |  | 121449479.9294 |  | 818.928
|  |  | 4 | Commercial Medium | 14.3973 | 18.7438 | 68.2668 | 14.2344 | 17.6433 | 29.6397 | 96.5936 | 72.3995 | 1507.7668 |  | 142.0974 | 184.9956 | 673.7729 | 140.4895 | 174.1338 | 292.5352 | 54.9415 | 51.7372 | 2567.2979 |  | 156.4948 | 203.7393 | 742.0396 | 154.7239 | 191.7771 | 322.1749 | 151.535 | 124.1367 | 4075.0647 |  | 223.4381 | 131.0426 | 4075.0647 |  | 223.4381 | 43.5663 | 29.4813 |  | 14816935.331 |  | 29.4813
|  |  | 5 | Commercial Large | 14.3973 | 18.7438 | 68.2668 | 14.2344 | 17.6433 | 29.6397 | 97.2332 | 72.8789 | 1507.7668 |  | 142.0974 | 184.9956 | 673.7729 | 140.4895 | 174.1338 | 292.5352 | 55.3053 | 52.0798 | 2567.2979 |  | 156.4948 | 203.7393 | 742.0396 | 154.7239 | 191.7771 | 322.1749 | 152.5385 | 124.9587 | 4075.0647 |  | 223.4381 | 131.9103 | 4075.0647 |  | 223.4381 | 35.0838 | 2.3251 |  | 1778032.2397 |  | 2.3251
|  |  | 6 | Industrial Medium | 14.3973 | 18.7438 | 68.2668 | 14.2344 | 17.6433 | 29.6397 | 98.0804 | 73.5139 | 6031.0672 |  | 142.0974 | 184.9956 | 673.7729 | 140.4895 | 174.1338 | 292.5352 | 55.7871 | 52.5335 | 10269.1916 |  | 156.4948 | 203.7393 | 742.0396 | 154.7239 | 191.7771 | 322.1749 | 153.8675 | 126.0474 | 16300.2589 |  | 223.4381 | 133.0596 | 16300.2589 |  | 223.4381 | 32.769 | 17.7664 |  | 37931354.4473 |  | 17.7664
|  |  | 7 | Industrial Large | 13.6352 | 17.7515 | 64.6529 | 13.4809 | 16.7093 | 28.0707 | 89.6326 | 67.182 | 6031.0672 |  | 134.5752 | 175.2024 | 638.1051 | 133.0524 | 164.9156 | 277.0492 | 50.9821 | 48.0087 | 10269.1916 |  | 148.2103 | 192.9539 | 702.758 | 146.5333 | 181.6249 | 305.1198 | 140.6147 | 115.1908 | 16300.2589 |  | 211.6099 | 121.599 | 16300.2589 |  | 211.6099 | 31.7164 | 32.9535 |  | 7309688.0966 |  | 32.9535
|  |  | 8 | Commercial Medium-Flexi-time | 5.1925 | 0 | 0 | 5.9767 | 0 | 0 | 96.2646 | 72.1529 | 1507.7668 |  | 51.2487 | 0 | 0 | 58.9883 | 0 | 0 | 54.7543 | 51.5609 | 2567.2979 |  | 56.4413 | 0 | 0 | 64.965 | 0 | 0 | 151.0189 | 123.7138 | 4075.0647 |  | 62.4079 | 130.5962 | 4075.0647 |  | 223.4381 | 45.1715 | 52.4486 |  | 49389.7844 |  | 52.4486
|  |  | 9 | Commercial Large-Flexi-time | 0 | 0 | 0 | 0 | 0 | 0 | 0 | 0 | 0 |  | 0 | 0 | 0 | 0 | 0 | 0 | 0 | 0 | 0 |  | 0 | 0 | 0 | 0 | 0 | 0 | 0 | 0 | 0 |  | 0 | 0 | 0 |  | 0 | 0 | 0 |  | 0 |  | 0
|  |  | 10 | Industrial Medium-Flexi-time | 0 | 0 | 0 | 0 | 0 | 0 | 0 | 0 | 0 |  | 0 | 0 | 0 | 0 | 0 | 0 | 0 | 0 | 0 |  | 0 | 0 | 0 | 0 | 0 | 0 | 0 | 0 | 0 |  | 0 | 0 | 0 |  | 0 | 0 | 0 |  | 0 |  | 0
|  |  | 11 | Industrial Large-Flexi-time | 4.9177 | 0 | 0 | 5.6603 | 0 | 0 | 87.3052 | 65.4376 | 6031.0672 |  | 48.5358 | 0 | 0 | 55.8656 | 0 | 0 | 49.6583 | 46.7622 | 10269.1916 |  | 53.4534 | 0 | 0 | 61.5259 | 0 | 0 | 136.9636 | 112.1998 | 16300.2589 |  | 59.1042 | 118.4416 | 16300.2589 |  | 211.6099 | 38.1724 | 11.4787 |  | 2347237.2802 |  | 11.4787
|  |  | 12 | FBE (Domestic Indigent) | 42.2791 | 55.0429 | 200.4718 | 41.8007 | 51.8111 | 87.0398 | 189.596 | 142.1073 | 75.3883 |  | 417.2827 | 543.257 | 1978.5981 | 412.5608 | 511.3606 | 859.0575 | 107.8403 | 101.5509 | 128.3649 |  | 459.5618 | 598.2999 | 2179.0699 | 454.3615 | 563.1717 | 946.0973 | 297.4363 | 243.6581 | 203.7532 |  | 656.1473 | 257.2132 | 203.7532 |  | 656.1473 | 198.6411 | 403.2419 |  | 8490103.9446 |  | 202.6815
|  |  | 13 | Other consumers | 0 | 0 | 0 | 0 | 0 | 0 | 0 | 0 | 0 |  | 0 | 0 | 0 | 0 | 0 | 0 | 0 | 0 | 0 |  | 0 | 0 | 0 | 0 | 0 | 0 | 0 | 0 | 0 |  | 0 | 0 | 0 |  | 0 | 0 | 0 |  | 0 |  | 0
|  |  | 14 | Sold to other municipal departments | 21.2508 | 27.6662 | 100.7632 | 21.0103 | 26.0418 | 43.7488 | 175.2594 | 131.3616 | 1507.7668 |  | 209.7388 | 273.0573 | 994.5029 | 207.3655 | 257.0252 | 431.7881 | 99.6858 | 93.8719 | 2567.2979 |  | 230.9896 | 300.7235 | 1095.266 | 228.3758 | 283.067 | 475.5369 | 274.9452 | 225.2336 | 4075.0647 |  | 329.7994 | 237.7636 | 4075.0647 |  | 329.7994 | 82.0759 | 232.6069 |  | 12051107.4025 |  | 232.6069
|  |  | 15 |  | 0 | 0 | 0 | 0 | 0 | 0 | 0 | 0 | 0 |  | 0 | 0 | 0 | 0 | 0 | 0 | 0 | 0 | 0 |  | 0 | 0 | 0 | 0 | 0 | 0 | 0 | 0 | 0 |  | 0 | 0 | 0 |  | 0 | 0 | 0 |  | 0 |  | 0
|  |  | 16 |  | 0 | 0 | 0 | 0 | 0 | 0 | 0 | 0 | 0 |  | 0 | 0 | 0 | 0 | 0 | 0 | 0 | 0 | 0 |  | 0 | 0 | 0 | 0 | 0 | 0 | 0 | 0 | 0 |  | 0 | 0 | 0 |  | 0 | 0 | 0 |  | 0 |  | 0
|  |  | 17 |  | 0 | 0 | 0 | 0 | 0 | 0 | 0 | 0 | 0 |  | 0 | 0 | 0 | 0 | 0 | 0 | 0 | 0 | 0 |  | 0 | 0 | 0 | 0 | 0 | 0 | 0 | 0 | 0 |  | 0 | 0 | 0 |  | 0 | 0 | 0 |  | 0 |  | 0
|  |  | 18 |  | 0 | 0 | 0 | 0 | 0 | 0 | 0 | 0 | 0 |  | 0 | 0 | 0 | 0 | 0 | 0 | 0 | 0 | 0 |  | 0 | 0 | 0 | 0 | 0 | 0 | 0 | 0 | 0 |  | 0 | 0 | 0 |  | 0 | 0 | 0 |  | 0 |  | 0
|  |  | 19 |  | 0 | 0 | 0 | 0 | 0 | 0 | 0 | 0 | 0 |  | 0 | 0 | 0 | 0 | 0 | 0 | 0 | 0 | 0 |  | 0 | 0 | 0 | 0 | 0 | 0 | 0 | 0 | 0 |  | 0 | 0 | 0 |  | 0 | 0 | 0 |  | 0 |  | 0
|  |  | 20 |  | 0 | 0 | 0 | 0 | 0 | 0 | 0 | 0 | 0 |  | 0 | 0 | 0 | 0 | 0 | 0 | 0 | 0 | 0 |  | 0 | 0 | 0 | 0 | 0 | 0 | 0 | 0 | 0 |  | 0 | 0 | 0 |  | 0 | 0 | 0 |  | 0 |  | 0
|  |  | 21 |  | 0 | 0 | 0 | 0 | 0 | 0 | 0 | 0 | 0 |  | 0 | 0 | 0 | 0 | 0 | 0 | 0 | 0 | 0 |  | 0 | 0 | 0 | 0 | 0 | 0 | 0 | 0 | 0 |  | 0 | 0 | 0 |  | 0 | 0 | 0
|  |  | 22 |  | 0 | 0 | 0 | 0 | 0 | 0 | 0 | 0 | 0 |  | 0 | 0 | 0 | 0 | 0 | 0 | 0 | 0 | 0 |  | 0 | 0 | 0 | 0 | 0 | 0 | 0 | 0 | 0 |  | 0 | 0 | 0 |  | 0 | 0 | 0
|  |  | 23 |  | 0 | 0 | 0 | 0 | 0 | 0 | 0 | 0 | 0 |  | 0 | 0 | 0 | 0 | 0 | 0 | 0 | 0 | 0 |  | 0 | 0 | 0 | 0 | 0 | 0 | 0 | 0 | 0 |  | 0 | 0 | 0 |  | 0 | 0 | 0
|  |  | 24 |  | 0 | 0 | 0 | 0 | 0 | 0 | 0 | 0 | 0 |  | 0 | 0 | 0 | 0 | 0 | 0 | 0 | 0 | 0 |  | 0 | 0 | 0 | 0 | 0 | 0 | 0 | 0 | 0 |  | 0 | 0 | 0 |  | 0 | 0 | 0
|  |  | 25 |  | 0 | 0 | 0 | 0 | 0 | 0 | 0 | 0 | 0 |  | 0 | 0 | 0 | 0 | 0 | 0 | 0 | 0 | 0 |  | 0 | 0 | 0 | 0 | 0 | 0 | 0 | 0 | 0 |  | 0 | 0 | 0 |  | 0 | 0 | 0
|  |  |  | Unit: | c/kWh | c/kWh | c/kWh | c/kWh | c/kWh | c/kWh | R/kVA/month | R/kVA/month | R/POD/month |  | c/kWh | c/kWh | c/kWh | c/kWh | c/kWh | c/kWh | R/kVA/month | R/kVA/month | R/POD/month |  | c/kWh | c/kWh | c/kWh | c/kWh | c/kWh | c/kWh | R/kVA/month | R/kVA/month | R/POD/month |  | c/kWh | R/kVA/month | R/POD/month |  | c/kWh | R/kVA/month | R/POD/month
|  |  |  | Weighted average (All): | 15.5264 | 19.5971 | 71.3748 | 15.4276 | 18.4465 | 30.9891 | 122.8586 | 92.0858 | 3374.6229 |  | 153.2409 | 193.418 | 704.4485 | 152.2656 | 182.0618 | 305.8538 | 69.8807 | 65.8052 | 5746.0227 |  | 168.7673 | 213.0152 | 775.8233 | 167.6932 | 200.5083 | 336.8429 | 192.7393 | 157.891 | 9120.6455 |  | 251.121 | 169.8346 | 8653.4056 |  | 256.7652 | 56.814 | 48.2974
Weighted average by connection level:
|  |  | 1 | 33-132-275kV | 7.3691 | 17.7515 | 136.5329 | 8.1076 | 16.7093 | 28.0707 | 88.3932 | 66.2531 | 6031.0672 |  | 72.731 | 175.2024 | 1347.5396 | 80.0201 | 164.9156 | 277.0492 | 50.2772 | 47.3449 | 10269.1916 |  | 80.1002 | 192.9539 | 1484.0725 | 88.1277 | 181.6249 | 305.1198 | 138.6704 | 113.598 | 16300.2589 |  | 138.4573 | 119.9177 | 16300.2589 |  | 211.6099 | 34.8132 | 22.6527
|  |  | 2 | 6.6-11 kV | 14.3903 | 18.7438 | 144.1646 | 14.229 | 17.6433 | 29.6397 | 97.6105 | 73.1617 | 3149.494 |  | 142.0278 | 184.9956 | 1422.8623 | 140.4358 | 174.1338 | 292.5352 | 55.5199 | 52.2818 | 5362.6922 |  | 156.4181 | 203.7393 | 1567.0269 | 154.6648 | 191.7771 | 322.1749 | 153.1303 | 125.4435 | 8512.1862 |  | 223.3936 | 132.4221 | 8512.1862 |  | 223.4381 | 34.8871 | 16.0364
|  |  | 3 | 400 V | 21.5078 | 28.0008 | 215.3638 | 21.2644 | 26.3568 | 44.278 | 188.6928 | 141.4303 | 199.4143 |  | 212.2757 | 276.3601 | 2125.5773 | 209.8737 | 260.1341 | 437.0108 | 107.3266 | 101.0671 | 339.5459 |  | 233.7835 | 304.3609 | 2340.9411 | 231.1381 | 286.4909 | 481.2888 | 296.0194 | 242.4974 | 538.9602 |  | 333.7885 | 255.9879 | 538.9602 |  | 333.7885 | 105.5822 | 118.3857
|  |  | 4 | 0 | 0 | 0 | 0 | 0 | 0 | 0 | 0 | 0 | 0 |  | 0 | 0 | 0 | 0 | 0 | 0 | 0 | 0 | 0 |  | 0 | 0 | 0 | 0 | 0 | 0 | 0 | 0 | 0 |  | 0 | 0 | 0 |  | 0 | 0 | 0
|  |  | 5 | 0 | 0 | 0 | 0 | 0 | 0 | 0 | 0 | 0 | 0 |  | 0 | 0 | 0 | 0 | 0 | 0 | 0 | 0 | 0 |  | 0 | 0 | 0 | 0 | 0 | 0 | 0 | 0 | 0 |  | 0 | 0 | 0 |  | 0 | 0 | 0
|  |  | 6 | 0 | 0 | 0 | 0 | 0 | 0 | 0 | 0 | 0 | 0 |  | 0 | 0 | 0 | 0 | 0 | 0 | 0 | 0 | 0 |  | 0 | 0 | 0 | 0 | 0 | 0 | 0 | 0 | 0 |  | 0 | 0 | 0 |  | 0 | 0 | 0
|  |  | 7 | 0 | 0 | 0 | 0 | 0 | 0 | 0 | 0 | 0 | 0 |  | 0 | 0 | 0 | 0 | 0 | 0 | 0 | 0 | 0 |  | 0 | 0 | 0 | 0 | 0 | 0 | 0 | 0 | 0 |  | 0 | 0 | 0 |  | 0 | 0 | 0
|  |  | 8 | 0 | 0 | 0 | 0 | 0 | 0 | 0 | 0 | 0 | 0 |  | 0 | 0 | 0 | 0 | 0 | 0 | 0 | 0 | 0 |  | 0 | 0 | 0 | 0 | 0 | 0 | 0 | 0 | 0 |  | 0 | 0 | 0 |  | 0 | 0 | 0
|  |  | 9 | 0 | 0 | 0 | 0 | 0 | 0 | 0 | 0 | 0 | 0 |  | 0 | 0 | 0 | 0 | 0 | 0 | 0 | 0 | 0 |  | 0 | 0 | 0 | 0 | 0 | 0 | 0 | 0 | 0 |  | 0 | 0 | 0 |  | 0 | 0 | 0
|  |  | 10 | 0 | 0 | 0 | 0 | 0 | 0 | 0 | 0 | 0 | 0 |  | 0 | 0 | 0 | 0 | 0 | 0 | 0 | 0 | 0 |  | 0 | 0 | 0 | 0 | 0 | 0 | 0 | 0 | 0 |  | 0 | 0 | 0 |  | 0 | 0 | 0
Average cost-reflective charges by function
[5 empty] | 1 | 2 | 3 | 4 | 5 | 6 | 7 | 8 | 9 |  | 10 | 11 | 12 | 13 | 14 | 15 | 16 | 17 | 18 |  | 19 | 20 |  | All
|  |  |  | Function: | Eskom Energy Purchase - excl. losses | Eskom Energy Purchase - cost of losses | Other Energy Purchase | CAPEX and return | Depreciation | Network repairs & maintenance | OPEX | 0 | 0 |  | 0 | 0 | 0 | 0 | 0 | 0 | 0 | 0 | 0 |  | 0 | 0
|  |  |  | Unit: | c/kWh | c/kWh | c/kWh | c/kWh | c/kWh | c/kWh | c/kWh | c/kWh | c/kWh |  | c/kWh | c/kWh | c/kWh | c/kWh | c/kWh | c/kWh | c/kWh | c/kWh | c/kWh |  | c/kWh | c/kWh |  | c/kWh
Customer Categories
|  |  | 1 | Domestic (Standard) | 327.121 | 48.3403 | 0 | 0 | 21.6829 | 36.0539 | 42.2336 | 0 | 0 | 0 | 0 | 0 | 0 | 0 | 0 | 0 | 0 | 0 | 0 | 0 | 0 | 0 |  | 475.4317
|  |  | 2 | Domestic (Large) | 331.722 | 49.0202 | 0 | 0 | 24.1909 | 40.2241 | 29.6278 | 0 | 0 | 0 | 0 | 0 | 0 | 0 | 0 | 0 | 0 | 0 | 0 | 0 | 0 | 0 |  | 474.785
|  |  | 3 | Commercial Small | 330.9208 | 48.9018 | 0 | 0 | 23.742 | 39.4777 | 818.9012 | 0 | 0 | 0 | 0 | 0 | 0 | 0 | 0 | 0 | 0 | 0 | 0 | 0 | 0 | 0 |  | 1261.9436
|  |  | 4 | Commercial Medium | 211.4335 | 31.2446 | 0 | 0 | 9.1361 | 15.1913 | 29.4803 | 0 | 0 | 0 | 0 | 0 | 0 | 0 | 0 | 0 | 0 | 0 | 0 | 0 | 0 | 0 |  | 296.4857
|  |  | 5 | Commercial Large | 208.1691 | 30.7622 | 0 | 0 | 7.3572 | 12.2335 | 2.325 | 0 | 0 | 0 | 0 | 0 | 0 | 0 | 0 | 0 | 0 | 0 | 0 | 0 | 0 | 0 |  | 260.8471
|  |  | 6 | Industrial Medium | 207.2789 | 30.6306 | 0 | 0 | 6.8718 | 11.4263 | 17.7658 | 0 | 0 | 0 | 0 | 0 | 0 | 0 | 0 | 0 | 0 | 0 | 0 | 0 | 0 | 0 |  | 273.9735
|  |  | 7 | Industrial Large | 196.569 | 29.048 | 0 | 0 | 6.6511 | 11.0593 | 32.9524 | 0 | 0 | 0 | 0 | 0 | 0 | 0 | 0 | 0 | 0 | 0 | 0 | 0 | 0 | 0 |  | 276.2798
|  |  | 8 | Commercial Medium-Flexi-time | 212.0517 | 31.336 | 0 | 0 | 9.4727 | 15.751 | 52.4469 | 0 | 0 | 0 | 0 | 0 | 0 | 0 | 0 | 0 | 0 | 0 | 0 | 0 | 0 | 0 |  | 321.0583
|  |  | 9 | Commercial Large-Flexi-time | 0 | 0 | 0 | 0 | 0 | 0 | 0 | 0 | 0 | 0 | 0 | 0 | 0 | 0 | 0 | 0 | 0 | 0 | 0 | 0 | 0 | 0 |  | 0
|  |  | 10 | Industrial Medium-Flexi-time | 0 | 0 | 0 | 0 | 0 | 0 | 0 | 0 | 0 | 0 | 0 | 0 | 0 | 0 | 0 | 0 | 0 | 0 | 0 | 0 | 0 | 0 |  | 0
|  |  | 11 | Industrial Large-Flexi-time | 199.0523 | 29.415 | 0 | 0 | 8.0049 | 13.3105 | 11.4784 | 0 | 0 | 0 | 0 | 0 | 0 | 0 | 0 | 0 | 0 | 0 | 0 | 0 | 0 | 0 |  | 261.2611
|  |  | 12 | FBE (Domestic Indigent) | 648.1068 | 95.774 | 0 | 0 | 41.656 | 69.2647 | 403.2287 | 0 | 0 | 0 | 0 | 0 | 0 | 0 | 0 | 0 | 0 | 0 | 0 | 0 | 0 | 0 |  | 1258.0303
|  |  | 13 | Other consumers | 0 | 0 | 0 | 0 | 0 | 0 | 0 | 0 | 0 | 0 | 0 | 0 | 0 | 0 | 0 | 0 | 0 | 0 | 0 | 0 | 0 | 0 |  | 0
|  |  | 14 | Sold to other municipal departments | 318.923 | 47.1289 | 0 | 0 | 17.2117 | 28.6193 | 232.5993 | 0 | 0 | 0 | 0 | 0 | 0 | 0 | 0 | 0 | 0 | 0 | 0 | 0 | 0 | 0 |  | 644.4822
|  |  | 15 |  | 0 | 0 | 0 | 0 | 0 | 0 | 0 | 0 | 0 | 0 | 0 | 0 | 0 | 0 | 0 | 0 | 0 | 0 | 0 | 0 | 0 | 0 |  | 0
|  |  | 16 |  | 0 | 0 | 0 | 0 | 0 | 0 | 0 | 0 | 0 | 0 | 0 | 0 | 0 | 0 | 0 | 0 | 0 | 0 | 0 | 0 | 0 | 0 |  | 0
|  |  | 17 |  | 0 | 0 | 0 | 0 | 0 | 0 | 0 | 0 | 0 | 0 | 0 | 0 | 0 | 0 | 0 | 0 | 0 | 0 | 0 | 0 | 0 | 0 |  | 0
|  |  | 18 |  | 0 | 0 | 0 | 0 | 0 | 0 | 0 | 0 | 0 | 0 | 0 | 0 | 0 | 0 | 0 | 0 | 0 | 0 | 0 | 0 | 0 | 0 |  | 0
|  |  | 19 |  | 0 | 0 | 0 | 0 | 0 | 0 | 0 | 0 | 0 | 0 | 0 | 0 | 0 | 0 | 0 | 0 | 0 | 0 | 0 | 0 | 0 | 0 |  | 0
|  |  | 20 |  | 0 | 0 | 0 | 0 | 0 | 0 | 0 | 0 | 0 | 0 | 0 | 0 | 0 | 0 | 0 | 0 | 0 | 0 | 0 | 0 | 0 | 0 |  | 0
|  |  | 21 |  | 0 | 0 | 0 | 0 | 0 | 0 | 0 | 0 | 0 | 0 | 0 | 0 | 0 | 0 | 0 | 0 | 0 | 0 | 0 | 0 | 0 | 0 |  | 0
|  |  | 22 |  | 0 | 0 | 0 | 0 | 0 | 0 | 0 | 0 | 0 | 0 | 0 | 0 | 0 | 0 | 0 | 0 | 0 | 0 | 0 | 0 | 0 | 0 |  | 0
|  |  | 23 |  | 0 | 0 | 0 | 0 | 0 | 0 | 0 | 0 | 0 | 0 | 0 | 0 | 0 | 0 | 0 | 0 | 0 | 0 | 0 | 0 | 0 | 0 |  | 0
|  |  | 24 |  | 0 | 0 | 0 | 0 | 0 | 0 | 0 | 0 | 0 | 0 | 0 | 0 | 0 | 0 | 0 | 0 | 0 | 0 | 0 | 0 | 0 | 0 |  | 0
|  |  | 25 |  | 0 | 0 | 0 | 0 | 0 | 0 | 0 | 0 | 0 | 0 | 0 | 0 | 0 | 0 | 0 | 0 | 0 | 0 | 0 | 0 | 0 | 0 |  | 0
|  |  |  | Unit: | c/kWh | c/kWh | c/kWh | c/kWh | c/kWh | c/kWh | c/kWh | c/kWh | c/kWh |  | c/kWh | c/kWh | c/kWh | c/kWh | c/kWh | c/kWh | c/kWh | c/kWh | c/kWh |  | c/kWh | c/kWh |  | c/kWh
|  |  |  | Weighted average (All): | 245.5673 | 36.2887 | 0 | 0 | 11.9142 | 19.8106 | 48.2958 | 0 | 0 |  | 0 | 0 | 0 | 0 | 0 | 0 | 0 | 0 | 0 |  | 0 | 0 |  | 361.8766
Average cost-reflective charges by business area
|  |  |  | Business area: | 1: Wires; 2: Retail; 3: Total
|  |  |  | Unit: | 1: c/kWh; 2: c/kWh; 3: c/kWh
Customer Categories | bar: 1 to 3
|  |  | 1 | Domestic (Standard) | 1: 107.9056; 2: 367.5261; 3: 475.4317
|  |  | 2 | Domestic (Large) | 1: 110.4054; 2: 364.3796; 3: 474.785
|  |  | 3 | Commercial Small | 1: 401.1624; 2: 860.7812; 3: 1261.9436
|  |  | 4 | Commercial Medium | 1: 57.5613; 2: 238.9244; 3: 296.4857
|  |  | 5 | Commercial Large | 1: 42.4324; 2: 218.4147; 3: 260.8471
|  |  | 6 | Industrial Medium | 1: 46.759; 2: 227.2145; 3: 273.9735
|  |  | 7 | Industrial Large | 1: 50.6595; 2: 225.6203; 3: 276.2798
|  |  | 8 | Commercial Medium-Flexi-time | 1: 67.0208; 2: 254.0375; 3: 321.0583
|  |  | 9 | Commercial Large-Flexi-time | 1: 0; 2: 0; 3: 0
|  |  | 10 | Industrial Medium-Flexi-time | 1: 0; 2: 0; 3: 0
|  |  | 11 | Industrial Large-Flexi-time | 1: 46.5812; 2: 214.6799; 3: 261.2611
|  |  | 12 | FBE (Domestic Indigent) | 1: 328.5545; 2: 929.4758; 3: 1258.0303
|  |  | 13 | Other consumers | 1: 0; 2: 0; 3: 0
|  |  | 14 | Sold to other municipal departments | 1: 165.5708; 2: 478.9114; 3: 644.4822
|  |  | 15 |  | 1: 0; 2: 0; 3: 0
|  |  | 16 |  | 1: 0; 2: 0; 3: 0
|  |  | 17 |  | 1: 0; 2: 0; 3: 0
|  |  | 18 |  | 1: 0; 2: 0; 3: 0
|  |  | 19 |  | 1: 0; 2: 0; 3: 0
|  |  | 20 |  | 1: 0; 2: 0; 3: 0
|  |  | 21 |  | 1: 0; 2: 0; 3: 0
|  |  | 22 |  | 1: 0; 2: 0; 3: 0
|  |  | 23 |  | 1: 0; 2: 0; 3: 0
|  |  | 24 |  | 1: 0; 2: 0; 3: 0
|  |  | 25 |  | 1: 0; 2: 0; 3: 0
|  |  |  | Unit: | 1: c/kWh; 2: c/kWh; 3: c/kWh
|  |  |  | Weighted average (All): | 1: 75.525; 2: 286.3516; 3: 361.8766
End of sheet
Next sheet >
< Previous sheet
Map
Guide

## Summary Charts (Year 2)
Summary Charts (Year 2)
This sheet summarise all the charts from the COS study
|  | Chart a - Wires |  |  |  | Chart b - Retail
|  | Chart 5 |  |  |  | Chart 6 |  |  | Chart 7
|  |  | Total | 1777158602.5502 | 2009146920.4827 | 1650938459.6542 | 1650938459.6542 |  |  |  | Years | Year 1 | Year 2 | Year 3 | Year 4
|  |  | Wires | 13.85% | 13.7% | 0.4796% | 0.4796% |  |  |  | Energy purchase | 1369982419.7819 | 1564870577.8713 | 1564870577.8713 | 1564870577.8713
|  |  | Retail | 86.15% | 86.3% | 99.52% | 99.52% |  |  |  | CAPEX | 0 | 0 | 0 | 0
[11 empty] | OPEX & Surplus | 407176182.7683 | 444276342.6114 | 86067881.7829 | 86067881.7829
[11 empty] | Total | 1777158602.5502 | 2009146920.4827 | 1650938459.6542 | 1650938459.6542
[11 empty] | Total net of FBE | 1658837373.5502 | 1883402093.4827 | 1650938459.6542 | 1650938459.6542
[11 empty] | Total net of CAPEX | 1777158602.5502 | 2009146920.4827 | 1650938459.6542 | 1650938459.6542
[11 empty] | Total net of purchase | 407176182.7683 | 444276342.6114 | 86067881.7829 | 86067881.7829
[11 empty] | Energy purchase | 77.09% | 77.89% | 94.79% | 94.79%
[11 empty] | CAPEX | 0% | 0% | 0% | 0%
[11 empty] | OPEX & Surplus | 22.91% | 22.11% | 5.213% | 5.213%
[11 empty] | Energy purchase % net of CAPEX | 77.09% | 77.89% | 94.79% | 94.79%
[11 empty] | Increase in Total |  | 13.05% | -17.83% | 0%
[11 empty] | Increase in TOTEX |  | 9.112% | -80.63% | 0%
[11 empty] | Increase in OPEX |  | 9.112% | -80.63% | 0%
[11 empty] | BAU Revenues | 1699726543.9077 | 1726223686.549 | 1752720829.1902 | 1779624696.9701
[11 empty] | BAU+FBE | 1818047772.9077 | 1851968513.549 | 1752720829.1902 | 1779624696.9701
[11 empty] | Revenues/Costs net of CTS | 102.5% | 91.65% | 106.2% | 107.8%
[11 empty] | Increase needed | -2.406% | 9.105% | -5.807% | -7.231%
[12 empty] | Category | Cost | Group |  | Group | Cost |  | Group | Cost
[11 empty] | 1 | Domestic (Standard) | 657854175.8372 | Domestic customers |  | Domestic customers | 740177982.5113 |  | Domestic customers | 740177982.5113
[11 empty] | 2 | Domestic (Large) | 55836458.705 | Domestic customers |  | Commercial customers | 646522589.9385 |  | Commercial customers | 646522589.9385
[11 empty] | 3 | Commercial Small | 187150009.4884 | Industrial customers |  | Industrial customers | 535632341.9279 |  | Industrial customers | 535632341.9279
[11 empty] | 4 | Commercial Medium | 149010092.6028 | Industrial customers |  | Internal & SL | 86814006.1051 |  | Internal & SL | 86814006.1051
[11 empty] | 5 | Commercial Large | 199472239.8367 | Industrial customers |  | 0 | 0 |  | 0 | 0
[11 empty] | 6 | Industrial Medium | 584936345.2324 | Commercial customers |  | TRUE | 0 |  | 0 | 0
|  | Increase of COSTS Year 1 to Year 2 = |  | 13.05% | (including Eskom purchase) |  | Estimated ratio of revenues over allowable costs in Year 1= |  |  | 0% | 7 | Industrial Large | 61283910.7373 | Commercial customers |  | TRUE | 0 |  | 0 | 0
|  |  |  | 9.112% | (net of Eskom purchase) | [5 empty] | 8 | Commercial Medium-Flexi-time | 302333.9688 | Commercial customers |  | TRUE | 0 |  | 0 | 0
[11 empty] | 9 | Commercial Large-Flexi-time | 0 | Commercial customers |  | TRUE | 0 |  | 0 | 0
[6 empty] | Increase in RATES to achieve full cost-reflectivity in Year 1 = |  | -2.406% |  |  | 10 | Industrial Medium-Flexi-time | 0 | Internal & SL |  | TRUE | 0 |  | 0 | 0
[6 empty] | Increase in RATES to achieve full cost-reflectivity in Year 2 = |  | 9.105% |  |  | 11 | Industrial Large-Flexi-time | 53424092.2787 | Internal & SL |  | TRUE | 0 |  | 0 | 0
[11 empty] | 12 | FBE (Domestic Indigent) | 26487347.9691 | Domestic customers |  | TRUE | 0 |  | 0 | 0
[11 empty] | 13 | Other consumers | 0 | Domestic customers |  | TRUE | 0 |  | 0 | 0
[11 empty] | 14 | Sold to other municipal departments | 33389913.8264 | Internal & SL |  | TRUE | 0 |  | 0 | 0
[11 empty] | 15 |  | 0 | 0% |  |  | 0 |  | 0 | 0
[11 empty] | 16 |  | 0 | 0%
[11 empty] | 17 |  | 0 | 0%
[11 empty] | 18 |  | 0 | 0%
[11 empty] | 19 |  | 0 | 0%
[12 empty] | Energy | Demand | Customer | Total | Difference with CTS
[11 empty] | New Rates (Test Inputs) | 0 | 0 | 0 | 0 | -1883402093.4827
[11 empty] | New Rates (Dashboard) | 1502044701.2343 | 185341489.4977 | 194370249.975 | 1881756440.707 | -1645652.7757
[11 empty] | BAU Rates | 1405763192.4979 | 146711006.6414 | 173749487.4097 | 1726223686.549 | -157178406.9338
[11 empty] | CTS results | 1425566079.5825 | 315432600.718 | 268148240.1823 | 2009146920.4827
[12 empty] | July | August | September | October | November | December | January | February | March | April | May | June
[11 empty] | Offpeak | 24086666 | 22556343 | 22908303 | 21082122 | 21227901 | 16869818 | 22197408 | 19740004 | 22129606 | 22051103 | 22880643 | 24506460
[11 empty] | Standard | 24283927 | 23478167 | 20155714 | 22110579 | 21638237 | 12847482 | 21322253 | 19912095 | 20128343 | 21598425 | 22793255 | 22501461
[11 empty] | Peak | 10856879 | 10387296 | 8489512 | 9901442 | 9350908 | 5001422 | 9185341 | 8583648 | 8375448 | 8848624 | 10124535 | 9744306
[12 empty] | July | August | September | October | November | December | January | February | March | April | May | June
[11 empty] | CONDALE 33KV | 57115792 | 54331616 | 49903723 | 51532019 | 50797514 | 33404273 | 51320615 | 46911650 | 49143139 | 50922871 | 53951257 | 54641069
[11 empty] | AZAADVILLE | 2111680 | 2090190 | 1649806 | 1562124 | 1419532 | 1314449 | 1384387 | 1324097 | 1490258 | 1575281 | 1847176 | 2111158
[12 empty] | 0 | 0 | 0 | 0 | 0 | 0 | 0 | 0 | 0 | 0 | 0 | 0
[12 empty] | 0 | 0 | 0 | 0 | 0 | 0 | 0 | 0 | 0 | 0 | 0 | 0
[12 empty] | 0 | 0 | 0 | 0 | 0 | 0 | 0 | 0 | 0 | 0 | 0 | 0
[12 empty] | 0 | 0 | 0 | 0 | 0 | 0 | 0 | 0 | 0 | 0 | 0 | 0
[12 empty] | 0 | 0 | 0 | 0 | 0 | 0 | 0 | 0 | 0 | 0 | 0 | 0
[12 empty] | 0 | 0 | 0 | 0 | 0 | 0 | 0 | 0 | 0 | 0 | 0 | 0
[12 empty] | 0 | 0 | 0 | 0 | 0 | 0 | 0 | 0 | 0 | 0 | 0 | 0
[12 empty] | 0 | 0 | 0 | 0 | 0 | 0 | 0 | 0 | 0 | 0 | 0 | 0
[12 empty] | 0 | 0 | 0 | 0 | 0 | 0 | 0 | 0 | 0 | 0 | 0 | 0
[12 empty] | 0 | 0 | 0 | 0 | 0 | 0 | 0 | 0 | 0 | 0 | 0 | 0
[12 empty] | 0 | 0 | 0 | 0 | 0 | 0 | 0 | 0 | 0 | 0 | 0 | 0
[12 empty] | 0 | 0 | 0 | 0 | 0 | 0 | 0 | 0 | 0 | 0 | 0 | 0
[12 empty] | 0 | 0 | 0 | 0 | 0 | 0 | 0 | 0 | 0 | 0 | 0 | 0
[12 empty] | July | August | September | October | November | December | January | February | March | April | May | June
[11 empty] | Domestic (Standard) | 0 | 0 | 0 | 0 | 0 | 0 | 0 | 0 | 0 | 0 | 0 | 0
[11 empty] | Domestic (Large) | 0 | 0 | 0 | 0 | 0 | 0 | 0 | 0 | 0 | 0 | 0 | 0
[11 empty] | Commercial Small | 0 | 0 | 0 | 0 | 0 | 0 | 0 | 0 | 0 | 0 | 0 | 0
[11 empty] | Commercial Medium | 0 | 0 | 0 | 0 | 0 | 0 | 0 | 0 | 0 | 0 | 0 | 0
[11 empty] | Commercial Large | 0 | 0 | 0 | 0 | 0 | 0 | 0 | 0 | 0 | 0 | 0 | 0
[11 empty] | Industrial Medium | 0 | 0 | 0 | 0 | 0 | 0 | 0 | 0 | 0 | 0 | 0 | 0
[11 empty] | Industrial Large | 0 | 0 | 0 | 0 | 0 | 0 | 0 | 0 | 0 | 0 | 0 | 0
[11 empty] | Commercial Medium-Flexi-time | 0 | 0 | 0 | 0 | 0 | 0 | 0 | 0 | 0 | 0 | 0 | 0
[11 empty] | Commercial Large-Flexi-time | 0 | 0 | 0 | 0 | 0 | 0 | 0 | 0 | 0 | 0 | 0 | 0
[11 empty] | Industrial Medium-Flexi-time | 0 | 0 | 0 | 0 | 0 | 0 | 0 | 0 | 0 | 0 | 0 | 0
[11 empty] | Industrial Large-Flexi-time | 0 | 0 | 0 | 0 | 0 | 0 | 0 | 0 | 0 | 0 | 0 | 0
[11 empty] | FBE (Domestic Indigent) | 0 | 0 | 0 | 0 | 0 | 0 | 0 | 0 | 0 | 0 | 0 | 0
[11 empty] | Other consumers | 0 | 0 | 0 | 0 | 0 | 0 | 0 | 0 | 0 | 0 | 0 | 0
[11 empty] | Sold to other municipal departments | 0 | 0 | 0 | 0 | 0 | 0 | 0 | 0 | 0 | 0 | 0 | 0
[12 empty] | 0 | 0 | 0 | 0 | 0 | 0 | 0 | 0 | 0 | 0 | 0 | 0
[12 empty] | 0 | 0 | 0 | 0 | 0 | 0 | 0 | 0 | 0 | 0 | 0 | 0
[12 empty] | 0 | 0 | 0 | 0 | 0 | 0 | 0 | 0 | 0 | 0 | 0 | 0
[12 empty] | 0 | 0 | 0 | 0 | 0 | 0 | 0 | 0 | 0 | 0 | 0 | 0
[12 empty] | 0 | 0 | 0 | 0 | 0 | 0 | 0 | 0 | 0 | 0 | 0 | 0
[12 empty] | 0 | 0 | 0 | 0 | 0 | 0 | 0 | 0 | 0 | 0 | 0 | 0
RESULTS FOR ALL FOUR SCENARIOS
End of sheet
rates under costs
rates over costs
rates under costs
rates over costs
rates under costs
rates over costs
Next sheet >
< Previous sheet
Map
Guide

## Summary Charts (Pivot Table)
Summary Charts (Pivot Table)
This sheet shows the charts that include Pivot table
|  | Revenue data set | Average of Energy | Average of Demand | Average of Customer | Average of _Total
|  | BAU Revenues | 103.321 | 10.9653 | 15.9872 | 130.2735
|  | CTS net of FBE | 7.0941 | -4.1541 | -9.6495 | -6.7095
|  | New Rates (Dashboard) | 112.6524 | 11.3585 | 18.0002 | 142.0111
|  | New Rates (Test Inputs) | 0 | 0 | 0 | 0
|  | Grand Total | 55.7669 | 4.5424 | 6.0845 | 66.3938
End of sheet
This shape represents a slicer. Slicers are supported in Excel 2010 or later. If the shape was modified in an earlier version of Excel, or if the workbook was saved in Excel 2003 or earlier, the slicer cannot be used.
Next sheet >
< Previous sheet
Map
Guide

## Tariff Setting -->
Tariff Setting -->
| Goto | Rate Design Dashboard (Year 2)
| Goto | Tariff Schedule (Year 2)
| Goto | Rate Impact Results (Year 2)
| Goto | New Rates_Results (Year 2)
| Goto | Results Benchmarking (Year 2)
All sheets to the right of this sheet are Tariff Setting sheets
Next sheet >
< Previous sheet
Map
Guide

## Rate Design Dashboard (Year 2)
Rate Design Dashboard (Year 2)
This sheet compares the Business As Usual and the Cost To Serve results and help the user fixe its tariffs.
Rate Design Dashboard (Year 2)
Results BEFORE phasing
PHASING INPUTS
|  |  |  | BAU | CTS (net of subsidies) | New rates (Dashboard selection) |  |  | Increase in rates to be phased over | 1 | year(s)
|  |  | Total revenue forecast (with new rates) | 1726223686.549 | 1883402093.4827 | 1881756440.707 |  |  | Show analysis for year #/1 | 1
[5 empty] | Delta = | -1645652.7757
|  |  | Average increase in rates | 9.01% |  |  |  |  | 9.01% | << A = Resulting compounded increase
|  |  | Average increase in rates to reach overall cost-reflectivity | 9.105% |  |  |  |  | 5.046% | << B = Year on year increase in rates
|  |  | Share of total cost recovered with the new rates | 99.91%
|  |  | Share of total costs recovered (existing rates) | 91.65%
Average rate inputs
|  |  | Customer Categories | Type of rate setting input selected | Average increase in rates (%) | Total average rate (c/kWh) | Increase required to reach full cost-reflectivity (%) | Total average rate (c/kWh) | Total compound increase (%) | Total average rate (c/kWh) |  | Resulting compound tariff increase (%) | Remaining increase to reach full cost-reflectivity (%) |  | Revenue over/under recovery from new rates (R) | Observations - please note!
|  |  | Domestic (Standard) | Average increase in rates (%) | 9.01% | 0 | 21.28% | 427.3354 | 9.01% | 427.3354 |  | 9.01% | 11.25% |  | -66550766.9968 | None
|  |  | Domestic (Large) | Average increase in rates (%) | 9.01% | 0 | 5.53% | 490.4418 | 9.01% | 490.4418 |  | 9.01% | -3.192% |  | 1841297.8994 | None
|  |  | Commercial Small | Average increase in rates (%) | 9.01% | 0 | 224.1% | 424.4813 | 9.01% | 424.4813 |  | 9.01% | 197.3% |  | -124198154.4699 | None
|  |  | Commercial Medium | Average increase in rates (%) | 9.01% | 0 | -8.607% | 353.6358 | 9.01% | 353.6358 |  | 9.01% | -16.16% |  | 28722944.5997 | None
|  |  | Commercial Large | Average increase in rates (%) | 9.01% | 0 | 6.681% | 266.5415 | 9.01% | 266.5415 |  | 9.01% | -2.136% |  | 4354605.4866 | None
|  |  | Industrial Medium | Average increase in rates (%) | 9.01% | 0 | -2.503% | 306.3261 | 9.01% | 306.3261 |  | 9.01% | -10.56% |  | 69073124.429 | None
|  |  | Industrial Large | Average increase in rates (%) | 9.01% | 0 | -2.917% | 310.223 | 9.01% | 310.223 |  | 9.01% | -10.94% |  | 7529228.5114 | None
|  |  | Commercial Medium-Flexi-time | Average increase in rates (%) | 9.01% | 0 | 50.34% | 232.8023 | 9.01% | 232.8023 |  | 9.01% | 37.91% |  | -83108.8192 | None
|  |  | Commercial Large-Flexi-time | Average increase in rates (%) | 9.01% | 0 | 0% | [5 empty] | 0% |  | 0 | None
|  |  | Industrial Medium-Flexi-time | Average increase in rates (%) | 9.01% | 0 | 0% | [5 empty] | 0% |  | 0 | None
|  |  | Industrial Large-Flexi-time | Average increase in rates (%) | 9.01% | 0 | 27% | 224.2496 | 9.01% | 224.2496 |  | 9.01% | 16.5% |  | -7568318.6403 | None
|  |  | FBE (Domestic Indigent) | Average increase in rates (%) | 9.01% | 0 | -2272% | 236.5953 | 9.01% | 236.5953 |  | 9.01% | -2093% |  | 104238903.0058 | None
|  |  | Other consumers | Average increase in rates (%) | 9.01% | 0 | 0% | [5 empty] | 0% |  | 0 | None
|  |  | Sold to other municipal departments | Average increase in rates (%) | 9.01% | 0 | 153% | 277.6454 | 9.01% | 277.6454 |  | 9.01% | 132.1% |  | -19005407.7816 | None
[5 empty] | 0% | 0 | [9 empty] | None
[5 empty] | 0% | 0 | [9 empty] | None
[5 empty] | 0% | 0 | [9 empty] | None
[5 empty] | 0% | 0 | [9 empty] | None
[5 empty] | 0% | 0 | [9 empty] | None
[5 empty] | 0% | 0 | [9 empty] | None
[5 empty] | 0% | 0 | [9 empty] | None
[5 empty] | 0% | 0 | [9 empty] | None
[5 empty] | 0% | 0 | [9 empty] | None
[5 empty] | 0% | 0 | [9 empty] | None
[5 empty] | 0% | 0 | [9 empty] | None
Rate structure inputs
[9 empty] | 1 |  |  | 2 |  |  | 3
|  |  | Customer Categories | Type of kVA charge |  |  |  |  | Share of revenues recovered from variable charges (c/kWh) | BAU | CTS | Share of revenues recovered from demand charges (R/kVA/month) | BAU | CTS | Share of revenues recovered from fixed charges (R/POD/month) | BAU | CTS | Average increase in energy | Average increase in demand | Average increase in fixed charge | KVA options:
|  |  | Domestic (Standard) | per KVA of MD metered | <<<<< - - ->>>>> |  |  |  | 78.11% | 78.11% | 69.37% | 0% | 0% | 21.75% | 21.89% | 21.89% | 8.883% | 9.01% | #N/A | 9.01% | per KVA subscribed
|  |  | Domestic (Large) | per KVA of MD metered | <<<<< - - ->>>>> |  |  |  | 76.37% | 76.37% | 69.46% | 2% | 1.005% | 24.3% | 21.63% | 22.62% | 6.24% | 9.01% | 117% | 4.215% | per KVA of MD metered
|  |  | Commercial Small | per KVA of MD metered | <<<<< - - ->>>>> |  |  |  | 78.63% | 78.63% | 26.13% | 0% | 0% | 8.972% | 21.37% | 21.37% | 64.89% | 9.01% | #N/A | 9.01%
|  |  | Commercial Medium | per KVA of MD metered | <<<<< - - ->>>>> |  |  |  | 75.36% | 82.34% | 75.36% | 16.5% | 10.97% | 14.69% | 8.138% | 6.69% | 9.944% | -0.2292% | 63.98% | 32.6%
|  |  | Commercial Large | per KVA of MD metered | <<<<< - - ->>>>> |  |  |  | 85.66% | 83.08% | 85.66% | 12.85% | 15.61% | 13.45% | 1.491% | 1.313% | 0.8914% | 12.4% | -10.27% | 23.85%
|  |  | Industrial Medium | per KVA of MD metered | <<<<< - - ->>>>> |  |  |  | 81.55% | 86.12% | 81.55% | 16.85% | 12.58% | 11.96% | 1.595% | 1.303% | 6.485% | 3.233% | 46.03% | 33.44%
|  |  | Industrial Large | per KVA of MD metered | <<<<< - - ->>>>> |  |  |  | 71.33% | 71.33% | 76.59% | 17.67% | 18.4% | 11.48% | 11% | 10.27% | 11.93% | 9.01% | 4.694% | 16.74%
|  |  | Commercial Medium-Flexi-time | per KVA of MD metered | <<<<< - - ->>>>> |  |  |  | 56.55% | 56.55% | 69.59% | 19.1% | 23.2% | 14.07% | 24.35% | 20.25% | 16.34% | 9.01% | -10.27% | 31.1%
|  |  | Commercial Large-Flexi-time | per KVA of MD metered | <<<<< - - ->>>>> |  |  |  | 0% | 0% | 0% | 0% | 0% | 0% | 100% | 0% | 0% | #N/A | #N/A | #N/A
|  |  | Industrial Medium-Flexi-time | per KVA of MD metered | <<<<< - - ->>>>> |  |  |  | 0% | 0% | 0% | 0% | 0% | 0% | 100% | 0% | 0% | #N/A | #N/A | #N/A
|  |  | Industrial Large-Flexi-time | per KVA of MD metered | <<<<< - - ->>>>> |  |  |  | 81% | 66.58% | 81% | 13.67% | 28.49% | 14.61% | 5.334% | 4.937% | 4.394% | 32.62% | -47.69% | 17.79%
|  |  | FBE (Domestic Indigent) | per KVA of MD metered | <<<<< - - ->>>>> |  |  |  | 100% | 100% | 52.16% | 0% | 0% | 15.79% | 0% | 0% | 32.05% | 9.01% | #N/A | #N/A
|  |  | Other consumers | per KVA of MD metered | <<<<< - - ->>>>> |  |  |  | 0% | 0% | 0% | 0% | 0% | 0% | 100% | 0% | 0% | #N/A | #N/A | #N/A
|  |  | Sold to other municipal departments | per KVA of MD metered | <<<<< - - ->>>>> |  |  |  | 93.06% | 93.06% | 51.17% | 0% | 0% | 12.74% | 6.94% | 6.94% | 36.09% | 9.01% | #N/A | 9.01%
|  |  |  | per KVA of MD metered | <<<<< - - ->>>>> |  |  |  | 0% |  |  | 0% |  |  | 100% |  |  | #N/A | #N/A | #N/A
|  |  |  | per KVA of MD metered | <<<<< - - ->>>>> |  |  |  | 0% |  |  | 0% |  |  | 100% |  |  | #N/A | #N/A | #N/A
|  |  |  | per KVA of MD metered | <<<<< - - ->>>>> |  |  |  | 0% |  |  | 0% |  |  | 100% |  |  | #N/A | #N/A | #N/A
|  |  |  | per KVA of MD metered | <<<<< - - ->>>>> |  |  |  | 0% |  |  | 0% |  |  | 100% |  |  | #N/A | #N/A | #N/A
|  |  |  | per KVA of MD metered | <<<<< - - ->>>>> |  |  |  | 0% |  |  | 0% |  |  | 100% |  |  | #N/A | #N/A | #N/A
|  |  |  | per KVA of MD metered | <<<<< - - ->>>>> |  |  |  | 0% |  |  | 0% |  |  | 100% |  |  | #N/A | #N/A | #N/A
|  |  |  | per KVA of MD metered | <<<<< - - ->>>>> |  |  |  | 0% |  |  | 0% |  |  | 100% |  |  | #N/A | #N/A | #N/A
|  |  |  | per KVA of MD metered | <<<<< - - ->>>>> |  |  |  | 0% |  |  | 0% |  |  | 100% |  |  | #N/A | #N/A | #N/A
|  |  |  | per KVA of MD metered | <<<<< - - ->>>>> |  |  |  | 0% |  |  | 0% |  |  | 100% |  |  | #N/A | #N/A | #N/A
|  |  |  | per KVA of MD metered | <<<<< - - ->>>>> |  |  |  | 0% |  |  | 0% |  |  | 100% |  |  | #N/A | #N/A | #N/A
|  |  |  | per KVA of MD metered | <<<<< - - ->>>>> |  |  |  | 0% |  |  | 0% |  |  | 100% |  |  | #N/A | #N/A | #N/A
Tariff TOU design inputs
Ratios below are "average energy rate during this specific TOU period" over "average energy rate during all TOU period"
|  |  | Customer Categories | TOU energy rates? | Seasonal energy rates? | Seasonal demand rates? |  |  | Peak pricing signal | BAU | CTS | Standard pricing signal | BAU | CTS | Offpeak pricing signal | BAU | CTS
|  |  | Domestic (Standard) | FALSE | FALSE | FALSE |  |  | 0% | 99.77% | 197.7% | 0% | 99.94% | 87.32% | 248.7% | 100.2% | 69.46%
|  |  | Domestic (Large) | FALSE | FALSE | FALSE |  |  | 0% | 99.61% | 197.7% | 0% | 99.9% | 87.32% | 248.7% | 100.3% | 69.46%
|  |  | Commercial Small | FALSE | TRUE | FALSE |  |  | 0% | 99.77% | 197.7% | 0% | 99.94% | 87.32% | 248.7% | 100.2% | 69.46%
|  |  | Commercial Medium | TRUE | TRUE | TRUE |  |  | 0% | 100% | 197.7% | 0% | 100% | 87.32% | 248.7% | 100% | 69.46%
|  |  | Commercial Large | FALSE | FALSE | FALSE |  |  | 0% | 100% | 197.7% | 0% | 100% | 87.32% | 248.7% | 100% | 69.46%
|  |  | Industrial Medium | FALSE | FALSE | FALSE |  |  | 0% | 100% | 197.7% | 0% | 100% | 87.32% | 248.7% | 100% | 69.46%
|  |  | Industrial Large | FALSE | FALSE | FALSE |  |  | 0% | 100% | 197.7% | 0% | 100% | 87.32% | 248.7% | 100% | 69.46%
|  |  | Commercial Medium-Flexi-time | TRUE | TRUE | TRUE |  |  | 0% | 0% | 0% | 0% | 0% | 0% | 100% | 100% | 27.93%
|  |  | Commercial Large-Flexi-time | FALSE | FALSE | FALSE |  |  | 0% | 0% | 0% | 0% | 0% | 0% |  | 0% | 0%
|  |  | Industrial Medium-Flexi-time | FALSE | FALSE | FALSE |  |  | 0% | 0% | 0% | 0% | 0% | 0% |  | 0% | 0%
|  |  | Industrial Large-Flexi-time | FALSE | FALSE | FALSE |  |  | 0% | 0% | 0% | 0% | 0% | 0% | 100% | 100% | 27.93%
|  |  | FBE (Domestic Indigent) | FALSE | FALSE | FALSE |  |  | 0% | 100% | 197.7% | 0% | 100% | 87.32% | 248.7% | 100% | 69.46%
|  |  | Other consumers | FALSE | FALSE | FALSE |  |  | 0% | 0% | 0% | 0% | 0% | 0% |  | 0% | 0%
|  |  | Sold to other municipal departments | FALSE | FALSE | FALSE |  |  | 0% | 98.75% | 197.7% | 0% | 99.67% | 87.32% | 248.7% | 100.9% | 69.46%
|  |  |  | TRUE | TRUE | TRUE |  |  | 0% |  |  | 0%
|  |  |  | TRUE | TRUE | TRUE |  |  | 0% |  |  | 0%
|  |  |  | TRUE | TRUE | TRUE |  |  | 0% |  |  | 0%
|  |  |  | TRUE | TRUE | TRUE |  |  | 0% |  |  | 0%
|  |  |  | TRUE | TRUE | TRUE |  |  | 0% |  |  | 0%
|  |  |  | TRUE | TRUE | TRUE |  |  | 0% |  |  | 0%
[9 empty] | 0% |  |  | 0%
[9 empty] | 0% |  |  | 0%
[9 empty] | 0% |  |  | 0%
[9 empty] | 0% |  |  | 0%
[9 empty] | 0% |  |  | 0%
Wheeling / Retail: split of cross-subsidy (>0 or <0) between business area
The same weighting factor means that cross-subsidies for a particular category are split evenly between Wires (wheeling) and Retail rates, proportionally to the Wires/Total ratio established in the CTS study.
Wires weighting factor must be between 0 and 100% - it is set at 50% by default.
When cross-subsidy > 0, decreasing the weighting factor will increase wheeling rates - conversely when cross-subsidy < 0, decreasing the weighting factor will decrease wheeling rates.
|  |  | Customer Categories | Wires weighting factor | Retail weighting factor | Amount of cross-subsidy to split (Rand) | Observations - please note!
|  |  | Domestic (Standard) | 0% | 100% | -66550766.9968 | None
|  |  | Domestic (Large) | 0% | 100% | 1841297.8994 | None
|  |  | Commercial Small | 0% | 100% | -124198154.4699 | None
|  |  | Commercial Medium | 0% | 100% | 28722944.5997 | None
|  |  | Commercial Large | 0% | 100% | 4354605.4866 | None
|  |  | Industrial Medium | 0% | 100% | 69073124.429 | None
|  |  | Industrial Large | 0% | 100% | 7529228.5114 | None
|  |  | Commercial Medium-Flexi-time | 0% | 100% | -83108.8192 | None
|  |  | Commercial Large-Flexi-time | 0% | 100% | 0 | None
|  |  | Industrial Medium-Flexi-time | 0% | 100% | 0 | None
|  |  | Industrial Large-Flexi-time | 0% | 100% | -7568318.6403 | None
|  |  | FBE (Domestic Indigent) | 0% | 100% | 104238903.0058 | This selection produces negative wheeling rates
|  |  | Other consumers | 0% | 100% | 0 | None
|  |  | Sold to other municipal departments | 0% | 100% | -19005407.7816 | None
|  |  |  | 0% | 100% | 0 | None
|  |  |  | 0% | 100% | 0 | None
|  |  |  | 0% | 100% | 0 | None
|  |  |  | 0% | 100% | 0 | None
|  |  |  | 0% | 100% | 0 | None
|  |  |  | 0% | 100% | 0 | None
|  |  |  | 0% | 100% | 0 | None
|  |  |  | 0% | 100% | 0 | None
|  |  |  | 0% | 100% | 0 | None
|  |  |  | 0% | 100% | 0 | None
|  |  |  | 0% | 100% | 0 | None
End of sheet
rates under costs
rates over costs
rates under costs
rates over costs
Next sheet >
< Previous sheet
Map
Guide

## Tariff Schedule (Year 2)
Tariff Schedule (Year 2)
This sheet summarise the tariff schedule for Year 2 based on inputs on Rate Design Dashboard
Drop down list
[5 empty] | Scope of tariffs calculated: | Wires+Retail | [7 empty] | Wires+Retail
Wires only
| Tariff Schedule (Year 2) | [12 empty] | Retail only
[6 empty] | TOU? | Seasonal energy? | Seasonal demand ? |  | TOU? | Seasonal energy? | Seasonal demand ? |  | TOU? | Seasonal energy? | Seasonal demand ? |  | TOU? | Seasonal energy? | Seasonal demand ? |  | TOU? | Seasonal energy? | Seasonal demand ? |  | TOU? | Seasonal energy? | Seasonal demand ? |  | TOU? | Seasonal energy? | Seasonal demand ? |  | TOU? | Seasonal energy? | Seasonal demand ? |  | TOU? | Seasonal energy? | Seasonal demand ? |  | TOU? | Seasonal energy? | Seasonal demand ? |  | TOU? | Seasonal energy? | Seasonal demand ? |  | TOU? | Seasonal energy? | Seasonal demand ? |  | TOU? | Seasonal energy? | Seasonal demand ? |  | TOU? | Seasonal energy? | Seasonal demand ? |  | TOU? | Seasonal energy? | Seasonal demand ? |  | TOU? | Seasonal energy? | Seasonal demand ? |  | TOU? | Seasonal energy? | Seasonal demand ? |  | TOU? | Seasonal energy? | Seasonal demand ? |  | TOU? | Seasonal energy? | Seasonal demand ? |  | TOU? | Seasonal energy? | Seasonal demand ? |  | TOU? | Seasonal energy? | Seasonal demand ? |  | TOU? | Seasonal energy? | Seasonal demand ? |  | TOU? | Seasonal energy? | Seasonal demand ? |  | TOU? | Seasonal energy? | Seasonal demand ? |  | TOU? | Seasonal energy? | Seasonal demand ?
[5 empty] | 1 | FALSE | FALSE | FALSE | 2 | FALSE | FALSE | FALSE | 3 | FALSE | FALSE | FALSE | 4 | TRUE | TRUE | TRUE | 5 | FALSE | FALSE | FALSE | 6 | FALSE | FALSE | FALSE | 7 | FALSE | FALSE | FALSE | 8 | TRUE | TRUE | TRUE | 9 | FALSE | FALSE | FALSE | 10 | FALSE | FALSE | FALSE | 11 | FALSE | FALSE | FALSE | 12 | FALSE | FALSE | FALSE | 13 | FALSE | FALSE | FALSE | 14 | FALSE | FALSE | FALSE | 15 | TRUE | TRUE | TRUE | 16 | TRUE | TRUE | TRUE | 17 | TRUE | TRUE | TRUE | 18 | TRUE | TRUE | TRUE | 19 | TRUE | TRUE | TRUE | 20 | TRUE | TRUE | TRUE | 21 | 0 | 0 | 0 | 22 | 0 | 0 | 0 | 23 | 0 | 0 | 0 | 24 | 0 | 0 | 0 | 25 | 0 | 0 | 0
[6 empty] | FBE? | FBE upper threshold |  |  | FBE? | FBE upper threshold |  |  | FBE? | FBE upper threshold |  |  | FBE? | FBE upper threshold |  |  | FBE? | FBE upper threshold |  |  | FBE? | FBE upper threshold |  |  | FBE? | FBE upper threshold |  |  | FBE? | FBE upper threshold |  |  | FBE? | FBE upper threshold |  |  | FBE? | FBE upper threshold |  |  | FBE? | FBE upper threshold |  |  | FBE? | FBE upper threshold |  |  | FBE? | FBE upper threshold |  |  | FBE? | FBE upper threshold |  |  | FBE? | FBE upper threshold |  |  | FBE? | FBE upper threshold |  |  | FBE? | FBE upper threshold |  |  | FBE? | FBE upper threshold |  |  | FBE? | FBE upper threshold |  |  | FBE? | FBE upper threshold |  |  | FBE? | FBE upper threshold |  |  | FBE? | FBE upper threshold |  |  | FBE? | FBE upper threshold |  |  | FBE? | FBE upper threshold |  |  | FBE? | FBE upper threshold
[6 empty] | FALSE |  |  |  | FALSE |  |  |  | FALSE |  |  |  | FALSE |  |  |  | FALSE |  |  |  | FALSE |  |  |  | FALSE |  |  |  | FALSE |  |  |  | FALSE |  |  |  | FALSE |  |  |  | FALSE |  |  |  | TRUE | 50 |  |  | FALSE |  |  |  | FALSE |  |  |  | FALSE |  |  |  | FALSE |  |  |  | FALSE |  |  |  | FALSE |  |  |  | FALSE |  |  |  | FALSE |  |  |  | FALSE |  |  |  | FALSE |  |  |  | FALSE |  |  |  | FALSE |  |  |  | FALSE
[5 empty] | Domestic (Standard) |  |  |  | Domestic (Large) |  |  |  | Commercial Small |  |  |  | Commercial Medium |  |  |  | Commercial Large |  |  |  | Industrial Medium |  |  |  | Industrial Large |  |  |  | Commercial Medium-Flexi-time |  |  |  | Commercial Large-Flexi-time |  |  |  | Industrial Medium-Flexi-time |  |  |  | Industrial Large-Flexi-time |  |  |  | FBE (Domestic Indigent) |  |  |  | Other consumers |  |  |  | Sold to other municipal departments |  |  |  | 0 |  |  |  | 0 |  |  |  | 0 |  |  |  | 0 |  |  |  | 0 |  |  |  | 0 |  |  |  | 0 |  |  |  | 0 |  |  |  | 0 |  |  |  | 0 |  |  |  | 0
|  | Basic Charge |  | Rand/month | 451.3014 |  |  |  | 729.5074 |  |  |  | 451.3014 |  |  |  | 3977.8793 |  |  |  | 6966.7293 |  |  |  | 4483.6709 |  |  |  | 16875.4451 |  |  |  | 4405.1171 |  |  |  | 0 |  |  |  | 0 |  |  |  | 16987.1256 |  |  |  | 0 |  |  |  | 0 |  |  |  | 337.5487 |  |  |  | 0 |  |  |  | 0 |  |  |  | 0 |  |  |  | 0 |  |  |  | 0 |  |  |  | 0 |  |  |  | 0 |  |  |  | 0 |  |  |  | 0 |  |  |  | 0 |  |  |  | 0
|  | Demand charge |  | Rand/kVA/month |  |  |  | Any season |  |  |  | Any season |  |  |  | Any season |  | High season | Low season |  |  |  |  | Any season |  |  |  | Any season |  |  |  | Any season |  | High season | Low season |  |  |  |  | Any season |  |  |  | Any season |  |  |  | Any season |  |  |  | Any season |  |  |  | Any season |  |  |  | Any season |  | High season | Low season |  |  | High season | Low season |  |  | High season | Low season |  |  | High season | Low season |  |  | High season | Low season |  |  | High season | Low season |  |  |  |  | Any season |  |  |  | Any season |  |  |  | Any season |  |  |  | Any season |  |  |  | Any season
[8 empty] | 0 |  |  |  | 21.6962 |  |  |  | 0 |  | 175.5101 | 175.5101 |  |  |  |  | 128.7775 |  |  |  | 209.5883 |  |  |  | 210.1631 |  | 128.5543 | 128.5543 |  |  |  |  | 0 |  |  |  | 0 |  |  |  | 95.1162 |  |  |  | 0 |  |  |  | 0 |  |  |  | 0 |  | 0 | 0 |  |  | 0 | 0 |  |  | 0 | 0 |  |  | 0 | 0 |  |  | 0 | 0 |  |  | 0 | 0 |  |  |  |  | 0 |  |  |  | 0 |  |  |  | 0 |  |  |  | 0 |  |  |  | 0
|  |  |  | c/kWh |  |  |  | Any season |  |  |  | Any season |  |  |  | Any season |  | High season | Low season | Any season |  |  |  | Any season |  |  |  | Any season |  |  |  | Any season |  | High season | Low season | Any season |  |  |  | Any season |  |  |  | Any season |  |  |  | Any season |  |  |  | Any season |  |  |  | Any season |  |  |  | Any season |  | High season | Low season | Any season |  | High season | Low season | Any season |  | High season | Low season | Any season |  | High season | Low season | Any season |  | High season | Low season | Any season |  | High season | Low season | Any season |  |  |  | Any season |  |  |  | Any season |  |  |  | Any season |  |  |  | Any season |  |  |  | Any season
|  | Variable charge | [14 empty] | Offpeak | 662.7707 | 662.7707 | 662.7707 | [12 empty] | Offpeak | 133.3192 | 130.921 | 131.6405 | [24 empty] | Offpeak | 0 | 0 | 0 | Offpeak | 0 | 0 | 0 | Offpeak | 0 | 0 | 0 | Offpeak | 0 | 0 | 0 | Offpeak | 0 | 0 | 0 | Offpeak | 0 | 0 | 0
[17 empty] | Standard | 0 | 0 | 0 | [12 empty] | Standard | 0 | 0 | 0 | [24 empty] | Standard | 0 | 0 | 0 | Standard | 0 | 0 | 0 | Standard | 0 | 0 | 0 | Standard | 0 | 0 | 0 | Standard | 0 | 0 | 0 | Standard | 0 | 0 | 0
[17 empty] | Peak | 0 | 0 | 0 | [12 empty] | Peak | 0 | 0 | 0 | [24 empty] | Peak | 0 | 0 | 0 | Peak | 0 | 0 | 0 | Peak | 0 | 0 | 0 | Peak | 0 | 0 | 0 | Peak | 0 | 0 | 0 | Peak | 0 | 0 | 0
[5 empty] | Any TOU |  |  | 333.7875 | Any TOU |  |  | 374.5518 | Any TOU |  |  | 333.7875 | Any TOU | 260.193 | 268.9102 | 266.5077 | Any TOU |  |  | 228.3159 | Any TOU |  |  | 249.8232 | Any TOU |  |  | 221.2903 | Any TOU | 133.3192 | 130.921 | 131.6405 | Any TOU |  |  | 0 | Any TOU |  |  | 0 | Any TOU |  |  | 181.6322 | Any TOU |  |  | 236.5953 | Any TOU |  |  | 0 | Any TOU |  |  | 258.378 | Any TOU | 0 | 0 | 0 | Any TOU | 0 | 0 | 0 | Any TOU | 0 | 0 | 0 | Any TOU | 0 | 0 | 0 | Any TOU | 0 | 0 | 0 | Any TOU | 0 | 0 | 0 | Any TOU |  |  | 0 | Any TOU |  |  | 0 | Any TOU |  |  | 0 | Any TOU |  |  | 0 | Any TOU |  |  | 0
|  |  | Free basic electricity | c/kWh | Not applicable |  |  |  | Not applicable |  |  |  | Not applicable |  |  |  | Not applicable |  |  |  | Not applicable |  |  |  | Not applicable |  |  |  | Not applicable |  |  |  | Not applicable |  |  |  | Not applicable |  |  |  | Not applicable |  |  |  | Not applicable |  |  |  | First 50 kWh/month |  |  |  | Not applicable |  |  |  | Not applicable |  |  |  | Not applicable |  |  |  | Not applicable |  |  |  | Not applicable |  |  |  | Not applicable |  |  |  | Not applicable |  |  |  | Not applicable |  |  |  | Not applicable |  |  |  | Not applicable |  |  |  | Not applicable |  |  |  | Not applicable |  |  |  | Not applicable
0
Tariff Schedule (Year 2) - concise
[5 empty] | RATE COMPARISON | [7 empty] | REVENUE COMPARISON
[5 empty] | New rates for Year 2 (dashboard) (Wires+Retail) |  |  |  | Existing rates in Year 1 (Wires + Retail)
[5 empty] | Basic charge | Average demand rate | Average energy rate | Total average rate | Basic charge | Average demand rate | Average energy rate | Total average rate | Revenue from new rates | Revenue from existing rates
|  |  |  | Customer Categories | Rand/month | Rand/kVA/month | c/kWh | c/kWh | Rand/month | Rand/kVA/month | c/kWh | c/kWh | R million | R million
|  |  |  | Domestic (Standard) | 451.3014 | 0 | 333.7875 | 427.3354 | 414 | 0 | 306.199 | 392.0149 | 591.3034 | 542.4304
|  |  |  | Domestic (Large) | 729.5074 | 21.6962 | 374.5518 | 490.4418 | 700 | 10 | 343.5939 | 449.9053 | 57.6778 | 52.9105
|  |  |  | Commercial Small | 451.3014 | 0 | 333.7875 | 424.4813 | 414 | 0 | 306.199 | 389.3967 | 62.9519 | 57.7487
|  |  |  | Commercial Medium | 3977.8793 | 175.5101 | 266.5077 | 353.6358 | 3000 | 107.03 | 267.12 | 324.4068 | 177.733 | 163.0429
|  |  |  | Commercial Large | 6966.7293 | 128.7775 | 228.3159 | 266.5415 | 5625 | 143.52 | 203.13 | 244.5111 | 203.8268 | 186.98
|  |  |  | Industrial Medium | 4483.6709 | 209.5883 | 249.8232 | 306.3261 | 3360 | 143.52 | 242 | 281.0073 | 654.0095 | 599.9536
|  |  |  | Industrial Large | 16875.4451 | 210.1631 | 221.2903 | 310.223 | 14455.28 | 200.74 | 203 | 284.5822 | 68.8131 | 63.1255
|  |  |  | Commercial Medium-Flexi-time | 4405.1171 | 128.5543 | 131.6405 | 232.8023 | 3360 | 143.27 | 120.76 | 213.5605 | 0.21923 | 0.20111
|  |  |  | Commercial Large-Flexi-time | 0 | 0 | 0 | 0 |  |  |  |  | 0 | 0
|  |  |  | Industrial Medium-Flexi-time | 0 | 0 | 0 | 0 |  |  |  |  | 0 | 0
|  |  |  | Industrial Large-Flexi-time | 16987.1256 | 95.1162 | 181.6322 | 224.2496 | 14422 | 181.82 | 136.96 | 205.7147 | 45.8558 | 42.0657
|  |  |  | FBE (Domestic Indigent) | 0 | 0 | 236.5953 | 236.5953 | 0 | 0 | 217.04 | 217.04 | 4.9814 | 4.5697
|  |  |  | Other consumers | 0 | 0 | 0 | 0 |  |  |  |  | 0 | 0
|  |  |  | Sold to other municipal departments | 337.5487 | 0 | 258.378 | 277.6454 | 309.6493 | 0 | 237.0223 | 254.6972 | 14.3845 | 13.1956
[5 empty] | 0 | 0 | 0 | 0 |  |  |  |  | 0 | 0
[5 empty] | 0 | 0 | 0 | 0 |  |  |  |  | 0 | 0
[5 empty] | 0 | 0 | 0 | 0 |  |  |  |  | 0 | 0
[5 empty] | 0 | 0 | 0 | 0 |  |  |  |  | 0 | 0
[5 empty] | 0 | 0 | 0 | 0 |  |  |  |  | 0 | 0
[5 empty] | 0 | 0 | 0 | 0 |  |  |  |  | 0 | 0
[5 empty] | 0 | 0 | 0 | 0 |  |  |  |  | 0 | 0
[5 empty] | 0 | 0 | 0 | 0 |  |  |  |  | 0 | 0
[5 empty] | 0 | 0 | 0 | 0 |  |  |  |  | 0 | 0
[5 empty] | 0 | 0 | 0 | 0 |  |  |  |  | 0 | 0
[5 empty] | 0 | 0 | 0 | 0 |  |  |  |  | 0 | 0
End of sheet
Next sheet >
< Previous sheet
Map
Guide

## Rate Impact Results (Year 2)
Rate Impact Results (Year 2)
|  | Year | 2
Note: "Wires+Retail" must be the option selected in the "Tariff Schedule" worksheet for this module to operate correctly
Dashboard
|  | Customer category: | Mining & quarrying
Monthly bill impact = f ( customer load factor)
Average in class
|  | Monthly consumption (kWh/month): | 5000 | #N/A
Monthly bill impact = f ( consumption )
Average in class
|  | Load factor: | 55% | #N/A
|  | Start consumption (kWh) | 100
|  | Increment in consumption (kWh): | 10
End of sheet
Next sheet >
< Previous sheet
Map
Guide

## Rate Impact Summary (Year 2)
Rate Impact Summary (Year 2)
|  | Year | 2
Note: "Wires+Retail" must be the option selected in the "Tariff Schedule" worksheet for this module to operate correctly
Tariff Schedule (Year 2) - concise
|  |  | RATE COMPARISON | [7 empty] | AVERAGE RATE CHANGE |  | REVENUE COMPARISON
|  |  | New rates for Year 2 (dashboard) (Wires+Retail) |  |  |  | Existing rates in Year 1 (Wires + Retail)
|  |  | Basic charge | Average demand rate | Average energy rate | Total average rate | Basic charge | Average demand rate | Average energy rate | Total average rate | Difference in Rates Year 1 - Year 2 | Difference in Rates Year 1 - Year 2 (%) | Revenue from new rates | Revenue from existing rates
|  | Customer Categories | Rand/month | Rand/kVA/month | c/kWh | c/kWh | Rand/month | Rand/kVA/month | c/kWh | c/kWh | c/kWh | Rand | R million | R million
|  | Domestic (Standard) | 451.3014 | 0 | 333.7875 | 427.3354 | 414 | 0 | 306.199 | 392.0149 | 35.3205 | 9.01% | 591.3034 | 542.4304
|  | Domestic (Large) | 729.5074 | 21.6962 | 374.5518 | 490.4418 | 700 | 10 | 343.5939 | 449.9053 | 40.5365 | 9.01% | 57.6778 | 52.9105
|  | Commercial Small | 451.3014 | 0 | 333.7875 | 424.4813 | 414 | 0 | 306.199 | 389.3967 | 35.0846 | 9.01% | 62.9519 | 57.7487
|  | Commercial Medium | 3977.8793 | 175.5101 | 266.5077 | 353.6358 | 3000 | 107.03 | 267.12 | 324.4068 | 29.229 | 9.01% | 177.733 | 163.0429
|  | Commercial Large | 6966.7293 | 128.7775 | 228.3159 | 266.5415 | 5625 | 143.52 | 203.13 | 244.5111 | 22.0304 | 9.01% | 203.8268 | 186.98
|  | Industrial Medium | 4483.6709 | 209.5883 | 249.8232 | 306.3261 | 3360 | 143.52 | 242 | 281.0073 | 25.3188 | 9.01% | 654.0095 | 599.9536
|  | Industrial Large | 16875.4451 | 210.1631 | 221.2903 | 310.223 | 14455.28 | 200.74 | 203 | 284.5822 | 25.6409 | 9.01% | 68.8131 | 63.1255
|  | Commercial Medium-Flexi-time | 4405.1171 | 128.5543 | 131.6405 | 232.8023 | 3360 | 143.27 | 120.76 | 213.5605 | 19.2418 | 9.01% | 0.21923 | 0.20111
|  | Commercial Large-Flexi-time | 0 | 0 | 0 | 0 |  |  |  |  | 0 | 0% | 0 | 0
|  | Industrial Medium-Flexi-time | 0 | 0 | 0 | 0 |  |  |  |  | 0 | 0% | 0 | 0
|  | Industrial Large-Flexi-time | 16987.1256 | 95.1162 | 181.6322 | 224.2496 | 14422 | 181.82 | 136.96 | 205.7147 | 18.5349 | 9.01% | 45.8558 | 42.0657
|  | FBE (Domestic Indigent) | 0 | 0 | 236.5953 | 236.5953 | 0 | 0 | 217.04 | 217.04 | 19.5553 | 9.01% | 4.9814 | 4.5697
|  | Other consumers | 0 | 0 | 0 | 0 |  |  |  |  | 0 | 0% | 0 | 0
|  | Sold to other municipal departments | 337.5487 | 0 | 258.378 | 277.6454 | 309.6493 | 0 | 237.0223 | 254.6972 | 22.9482 | 9.01% | 14.3845 | 13.1956
|  |  | 0 | 0 | 0 | 0 |  |  |  |  | 0 | 0% | 0 | 0
|  |  | 0 | 0 | 0 | 0 |  |  |  |  | 0 | 0% | 0 | 0
|  |  | 0 | 0 | 0 | 0 |  |  |  |  | 0 | 0% | 0 | 0
|  |  | 0 | 0 | 0 | 0 |  |  |  |  | 0 | 0% | 0 | 0
|  |  | 0 | 0 | 0 | 0 |  |  |  |  | 0 | 0% | 0 | 0
|  |  | 0 | 0 | 0 | 0 |  |  |  |  | 0 | 0% | 0 | 0
|  |  | 0 | 0 | 0 | 0 |  |  |  |  | 0 | 0% | 0 | 0
|  |  | 0 | 0 | 0 | 0 |  |  |  |  | 0 | 0% | 0 | 0
|  |  | 0 | 0 | 0 | 0 |  |  |  |  | 0 | 0% | 0 | 0
|  |  | 0 | 0 | 0 | 0 |  |  |  |  | 0 | 0% | 0 | 0
|  |  | 0 | 0 | 0 | 0 |  |  |  |  | 0 | 0% | 0 | 0
Individual Tariff Consumption View
Dashboard
Select Customer Category & Monthly Consumption inputs on Rate Impact Results (Year 2) Sheet
|  | Customer category: | Mining & quarrying |  | Goto
|  | Monthly consumption (kWh/month): | 100 |  | Goto
|  | Load factor: | #N/A
|  | Average Demand (KVA): | 0.24907
|  |  | RATE COMPARISON | [7 empty] | DIFFERENCE IN RATES
|  |  | New rates for Year 2 (dashboard) (Wires+Retail) |  |  |  | Existing rates in Year 1 (Wires + Retail)
|  |  | Basic charge | Demand charge | Average energy charge | Total charge | Basic charge | Demand charge | Average energy charge | Total charge | Difference in Rates Year 1 - Year 2 | Difference in Rates Year 1 - Year 2
|  | Consumption (kWh) | Rand | Rand | Rand | Rand | Rand | Rand | Rand | Rand | Rand | %
|  | -200 | #N/A | #N/A | #N/A | #N/A | #N/A | 0 | 0 | #N/A | #N/A | 0%
|  | -100 | #N/A | #N/A | #N/A | #N/A | #N/A | 0 | 0 | #N/A | #N/A | 0%
|  | 0 | #N/A | #N/A | #N/A | #N/A | #N/A | 0 | 0 | #N/A | #N/A | 0%
|  | 100 | #N/A | #N/A | #N/A | #N/A | #N/A | 0 | 0 | #N/A | #N/A | 0%
|  | 200 | #N/A | #N/A | #N/A | #N/A | #N/A | 0 | 0 | #N/A | #N/A | 0%
|  | 300 | #N/A | #N/A | #N/A | #N/A | #N/A | 0 | 0 | #N/A | #N/A | 0%
|  | 400 | #N/A | #N/A | #N/A | #N/A | #N/A | 0 | 0 | #N/A | #N/A | 0%
End of sheet
Next sheet >
< Previous sheet
Map
Guide

## New Rates_Results (Year 2)
New Rates_Results (Year 2)
This sheet shows the new tariff by customer category and TOU period
Tariffs currently charged by utility to retail customers - High season
|  |  |  | Customer category | TOU period | Season | Active Energy Rate | Maximum Demand Charge | Basic charge | 0 | 0 | Totals by type of charge and season
[6 empty] | Unit: | c/kWh | R/KVA/month (MD) | R/POD/month |  |  | c/kWh | R/KVA/month (MD) | R/KVA/month (NMD) | c/KVArh | R/POD/day | R/POD/month | R/account/day | 0
TOU?
|  |  | 1 | Domestic (Standard) |  |  | FALSE | FALSE | FALSE | FALSE | FALSE
|  |  |  | Domestic (Standard) | OffPeak | High Season | [5 empty] | 333.7875 | 0 | 0 | 0 | 0 | 451.3014 | 0 | 0
|  |  |  | Domestic (Standard) | Standard | High Season | [5 empty] | 333.7875 | 0 | 0 | 0 | 0 | 451.3014 | 0 | 0
|  |  |  | Domestic (Standard) | Peak | High Season | [5 empty] | 333.7875 | 0 | 0 | 0 | 0 | 451.3014 | 0 | 0
|  |  |  | Domestic (Standard) | All | High Season | 333.7875 | 0 | 451.3014
|  |  | 2 | Domestic (Large) |  |  | FALSE | FALSE | FALSE | FALSE | FALSE
|  |  |  | Domestic (Large) | OffPeak | High Season | [5 empty] | 374.5518 | 21.6962 | 0 | 0 | 0 | 729.5074 | 0 | 0
|  |  |  | Domestic (Large) | Standard | High Season | [5 empty] | 374.5518 | 21.6962 | 0 | 0 | 0 | 729.5074 | 0 | 0
|  |  |  | Domestic (Large) | Peak | High Season | [5 empty] | 374.5518 | 21.6962 | 0 | 0 | 0 | 729.5074 | 0 | 0
|  |  |  | Domestic (Large) | All | High Season | 374.5518 | 21.6962 | 729.5074
|  |  | 3 | Commercial Small |  |  | FALSE | FALSE | FALSE | FALSE | FALSE
|  |  |  | Commercial Small | OffPeak | High Season | [5 empty] | 333.7875 | 0 | 0 | 0 | 0 | 451.3014 | 0 | 0
|  |  |  | Commercial Small | Standard | High Season | [5 empty] | 333.7875 | 0 | 0 | 0 | 0 | 451.3014 | 0 | 0
|  |  |  | Commercial Small | Peak | High Season | [5 empty] | 333.7875 | 0 | 0 | 0 | 0 | 451.3014 | 0 | 0
|  |  |  | Commercial Small | All | High Season | 333.7875 | 0 | 451.3014
|  |  | 4 | Commercial Medium |  |  | FALSE | FALSE | FALSE | FALSE | FALSE
|  |  |  | Commercial Medium | OffPeak | High Season | 662.7707 |  |  |  |  | 662.7707 | 175.5101 | 0 | 0 | 0 | 3977.8793 | 0 | 0
|  |  |  | Commercial Medium | Standard | High Season | 0 |  |  |  |  | 0 | 175.5101 | 0 | 0 | 0 | 3977.8793 | 0 | 0
|  |  |  | Commercial Medium | Peak | High Season | 0 |  |  |  |  | 0 | 175.5101 | 0 | 0 | 0 | 3977.8793 | 0 | 0
|  |  |  | Commercial Medium | All | High Season |  | 175.5101 | 3977.8793
|  |  | 5 | Commercial Large |  |  | FALSE | FALSE | FALSE | FALSE | FALSE
|  |  |  | Commercial Large | OffPeak | High Season | [5 empty] | 228.3159 | 128.7775 | 0 | 0 | 0 | 6966.7293 | 0 | 0
|  |  |  | Commercial Large | Standard | High Season | [5 empty] | 228.3159 | 128.7775 | 0 | 0 | 0 | 6966.7293 | 0 | 0
|  |  |  | Commercial Large | Peak | High Season | [5 empty] | 228.3159 | 128.7775 | 0 | 0 | 0 | 6966.7293 | 0 | 0
|  |  |  | Commercial Large | All | High Season | 228.3159 | 128.7775 | 6966.7293
|  |  | 6 | Industrial Medium |  |  | FALSE | FALSE | FALSE | FALSE | FALSE
|  |  |  | Industrial Medium | OffPeak | High Season | [5 empty] | 249.8232 | 209.5883 | 0 | 0 | 0 | 4483.6709 | 0 | 0
|  |  |  | Industrial Medium | Standard | High Season | [5 empty] | 249.8232 | 209.5883 | 0 | 0 | 0 | 4483.6709 | 0 | 0
|  |  |  | Industrial Medium | Peak | High Season | [5 empty] | 249.8232 | 209.5883 | 0 | 0 | 0 | 4483.6709 | 0 | 0
|  |  |  | Industrial Medium | All | High Season | 249.8232 | 209.5883 | 4483.6709
|  |  | 7 | Industrial Large |  |  | FALSE | FALSE | FALSE | FALSE | FALSE
|  |  |  | Industrial Large | OffPeak | High Season | [5 empty] | 221.2903 | 210.1631 | 0 | 0 | 0 | 16875.4451 | 0 | 0
|  |  |  | Industrial Large | Standard | High Season | [5 empty] | 221.2903 | 210.1631 | 0 | 0 | 0 | 16875.4451 | 0 | 0
|  |  |  | Industrial Large | Peak | High Season | [5 empty] | 221.2903 | 210.1631 | 0 | 0 | 0 | 16875.4451 | 0 | 0
|  |  |  | Industrial Large | All | High Season | 221.2903 | 210.1631 | 16875.4451
|  |  | 8 | Commercial Medium-Flexi-time |  |  | TRUE | FALSE | FALSE | FALSE | FALSE
|  |  |  | Commercial Medium-Flexi-time | OffPeak | High Season | 133.3192 |  |  |  |  | 133.3192 | 128.5543 | 0 | 0 | 0 | 4405.1171 | 0 | 0
|  |  |  | Commercial Medium-Flexi-time | Standard | High Season | 0 |  |  |  |  | 0 | 128.5543 | 0 | 0 | 0 | 4405.1171 | 0 | 0
|  |  |  | Commercial Medium-Flexi-time | Peak | High Season | 0 |  |  |  |  | 0 | 128.5543 | 0 | 0 | 0 | 4405.1171 | 0 | 0
|  |  |  | Commercial Medium-Flexi-time | All | High Season |  | 128.5543 | 4405.1171
|  |  | 9 | Commercial Large-Flexi-time |  |  | TRUE | FALSE | FALSE | FALSE | FALSE
|  |  |  | Commercial Large-Flexi-time | OffPeak | High Season | [5 empty] | 0 | 0 | 0 | 0 | 0 | 0 | 0 | 0
|  |  |  | Commercial Large-Flexi-time | Standard | High Season | [5 empty] | 0 | 0 | 0 | 0 | 0 | 0 | 0 | 0
|  |  |  | Commercial Large-Flexi-time | Peak | High Season | [5 empty] | 0 | 0 | 0 | 0 | 0 | 0 | 0 | 0
|  |  |  | Commercial Large-Flexi-time | All | High Season | 0 | 0 | 0
|  |  | 10 | Industrial Medium-Flexi-time |  |  | TRUE | FALSE | FALSE | FALSE | FALSE
|  |  |  | Industrial Medium-Flexi-time | OffPeak | High Season | [5 empty] | 0 | 0 | 0 | 0 | 0 | 0 | 0 | 0
|  |  |  | Industrial Medium-Flexi-time | Standard | High Season | [5 empty] | 0 | 0 | 0 | 0 | 0 | 0 | 0 | 0
|  |  |  | Industrial Medium-Flexi-time | Peak | High Season | [5 empty] | 0 | 0 | 0 | 0 | 0 | 0 | 0 | 0
|  |  |  | Industrial Medium-Flexi-time | All | High Season | 0 | 0 | 0
|  |  | 11 | Industrial Large-Flexi-time |  |  | TRUE | FALSE | FALSE | FALSE | FALSE
|  |  |  | Industrial Large-Flexi-time | OffPeak | High Season | [5 empty] | 181.6322 | 95.1162 | 0 | 0 | 0 | 16987.1256 | 0 | 0
|  |  |  | Industrial Large-Flexi-time | Standard | High Season | [5 empty] | 181.6322 | 95.1162 | 0 | 0 | 0 | 16987.1256 | 0 | 0
|  |  |  | Industrial Large-Flexi-time | Peak | High Season | [5 empty] | 181.6322 | 95.1162 | 0 | 0 | 0 | 16987.1256 | 0 | 0
|  |  |  | Industrial Large-Flexi-time | All | High Season | 181.6322 | 95.1162 | 16987.1256
|  |  | 12 | FBE (Domestic Indigent) |  |  | FALSE | FALSE | FALSE | FALSE | FALSE
|  |  |  | FBE (Domestic Indigent) | OffPeak | High Season | [5 empty] | 236.5953 | 0 | 0 | 0 | 0 | 0 | 0 | 0
|  |  |  | FBE (Domestic Indigent) | Standard | High Season | [5 empty] | 236.5953 | 0 | 0 | 0 | 0 | 0 | 0 | 0
|  |  |  | FBE (Domestic Indigent) | Peak | High Season | [5 empty] | 236.5953 | 0 | 0 | 0 | 0 | 0 | 0 | 0
|  |  |  | FBE (Domestic Indigent) | All | High Season | 236.5953 | 0 | 0
|  |  | 13 | Other consumers |  |  | FALSE | FALSE | FALSE | FALSE | FALSE
|  |  |  | Other consumers | OffPeak | High Season | [5 empty] | 0 | 0 | 0 | 0 | 0 | 0 | 0 | 0
|  |  |  | Other consumers | Standard | High Season | [5 empty] | 0 | 0 | 0 | 0 | 0 | 0 | 0 | 0
|  |  |  | Other consumers | Peak | High Season | [5 empty] | 0 | 0 | 0 | 0 | 0 | 0 | 0 | 0
|  |  |  | Other consumers | All | High Season | 0 | 0 | 0
|  |  | 14 | Sold to other municipal departments |  |  | FALSE | FALSE | FALSE | FALSE | FALSE
|  |  |  | Sold to other municipal departments | OffPeak | High Season | [5 empty] | 258.378 | 0 | 0 | 0 | 0 | 337.5487 | 0 | 0
|  |  |  | Sold to other municipal departments | Standard | High Season | [5 empty] | 258.378 | 0 | 0 | 0 | 0 | 337.5487 | 0 | 0
|  |  |  | Sold to other municipal departments | Peak | High Season | [5 empty] | 258.378 | 0 | 0 | 0 | 0 | 337.5487 | 0 | 0
|  |  |  | Sold to other municipal departments | All | High Season | 258.378 | 0 | 337.5487
|  |  | 15 |  |  |  | FALSE | FALSE | FALSE | FALSE | FALSE
[5 empty] | OffPeak | High Season | 0 |  |  |  |  | 0 | 0 | 0 | 0 | 0 | 0 | 0 | 0
[5 empty] | Standard | High Season | 0 |  |  |  |  | 0 | 0 | 0 | 0 | 0 | 0 | 0 | 0
[5 empty] | Peak | High Season | 0 |  |  |  |  | 0 | 0 | 0 | 0 | 0 | 0 | 0 | 0
[5 empty] | All | High Season |  | 0 | 0
|  |  | 16 |  |  |  | FALSE | FALSE | FALSE | FALSE | FALSE
[5 empty] | OffPeak | High Season | 0 |  |  |  |  | 0 | 0 | 0 | 0 | 0 | 0 | 0 | 0
[5 empty] | Standard | High Season | 0 |  |  |  |  | 0 | 0 | 0 | 0 | 0 | 0 | 0 | 0
[5 empty] | Peak | High Season | 0 |  |  |  |  | 0 | 0 | 0 | 0 | 0 | 0 | 0 | 0
[5 empty] | All | High Season |  | 0 | 0
|  |  | 17 |  |  |  | FALSE | FALSE | FALSE | FALSE | FALSE
[5 empty] | OffPeak | High Season | 0 |  |  |  |  | 0 | 0 | 0 | 0 | 0 | 0 | 0 | 0
[5 empty] | Standard | High Season | 0 |  |  |  |  | 0 | 0 | 0 | 0 | 0 | 0 | 0 | 0
[5 empty] | Peak | High Season | 0 |  |  |  |  | 0 | 0 | 0 | 0 | 0 | 0 | 0 | 0
[5 empty] | All | High Season |  | 0 | 0
|  |  | 18 |  |  |  | FALSE | FALSE | FALSE | FALSE | FALSE
[5 empty] | OffPeak | High Season | 0 |  |  |  |  | 0 | 0 | 0 | 0 | 0 | 0 | 0 | 0
[5 empty] | Standard | High Season | 0 |  |  |  |  | 0 | 0 | 0 | 0 | 0 | 0 | 0 | 0
[5 empty] | Peak | High Season | 0 |  |  |  |  | 0 | 0 | 0 | 0 | 0 | 0 | 0 | 0
[5 empty] | All | High Season |  | 0 | 0
|  |  | 19 |  |  |  | FALSE | FALSE | FALSE | FALSE | FALSE
[5 empty] | OffPeak | High Season | 0 |  |  |  |  | 0 | 0 | 0 | 0 | 0 | 0 | 0 | 0
[5 empty] | Standard | High Season | 0 |  |  |  |  | 0 | 0 | 0 | 0 | 0 | 0 | 0 | 0
[5 empty] | Peak | High Season | 0 |  |  |  |  | 0 | 0 | 0 | 0 | 0 | 0 | 0 | 0
[5 empty] | All | High Season |  | 0 | 0
|  |  | 20 |  |  |  | FALSE | FALSE | FALSE | FALSE | FALSE
[5 empty] | OffPeak | High Season | 0 |  |  |  |  | 0 | 0 | 0 | 0 | 0 | 0 | 0 | 0
[5 empty] | Standard | High Season | 0 |  |  |  |  | 0 | 0 | 0 | 0 | 0 | 0 | 0 | 0
[5 empty] | Peak | High Season | 0 |  |  |  |  | 0 | 0 | 0 | 0 | 0 | 0 | 0 | 0
[5 empty] | All | High Season |  | 0 | 0
|  |  | 21 |  |  |  | FALSE | FALSE | FALSE | FALSE | FALSE
[5 empty] | OffPeak | High Season | [5 empty] | 0 | 0 | 0 | 0 | 0 | 0 | 0 | 0
[5 empty] | Standard | High Season | [5 empty] | 0 | 0 | 0 | 0 | 0 | 0 | 0 | 0
[5 empty] | Peak | High Season | [5 empty] | 0 | 0 | 0 | 0 | 0 | 0 | 0 | 0
[5 empty] | All | High Season
|  |  | 22 |  |  |  | FALSE | FALSE | FALSE | FALSE | FALSE
[5 empty] | OffPeak | High Season | [5 empty] | 0 | 0 | 0 | 0 | 0 | 0 | 0 | 0
[5 empty] | Standard | High Season | [5 empty] | 0 | 0 | 0 | 0 | 0 | 0 | 0 | 0
[5 empty] | Peak | High Season | [5 empty] | 0 | 0 | 0 | 0 | 0 | 0 | 0 | 0
[5 empty] | All | High Season
|  |  | 23 |  |  |  | FALSE | FALSE | FALSE | FALSE | FALSE
[5 empty] | OffPeak | High Season | [5 empty] | 0 | 0 | 0 | 0 | 0 | 0 | 0 | 0
[5 empty] | Standard | High Season | [5 empty] | 0 | 0 | 0 | 0 | 0 | 0 | 0 | 0
[5 empty] | Peak | High Season | [5 empty] | 0 | 0 | 0 | 0 | 0 | 0 | 0 | 0
[5 empty] | All | High Season
|  |  | 24 |  |  |  | FALSE | FALSE | FALSE | FALSE | FALSE
[5 empty] | OffPeak | High Season | [5 empty] | 0 | 0 | 0 | 0 | 0 | 0 | 0 | 0
[5 empty] | Standard | High Season | [5 empty] | 0 | 0 | 0 | 0 | 0 | 0 | 0 | 0
[5 empty] | Peak | High Season | [5 empty] | 0 | 0 | 0 | 0 | 0 | 0 | 0 | 0
[5 empty] | All | High Season
|  |  | 25 |  |  |  | FALSE | FALSE | FALSE | FALSE | FALSE
[5 empty] | OffPeak | High Season | [5 empty] | 0 | 0 | 0 | 0 | 0 | 0 | 0 | 0
[5 empty] | Standard | High Season | [5 empty] | 0 | 0 | 0 | 0 | 0 | 0 | 0 | 0
[5 empty] | Peak | High Season | [5 empty] | 0 | 0 | 0 | 0 | 0 | 0 | 0 | 0
[5 empty] | All | High Season
Tariffs currently charged by utility to retail customers - Low season
|  |  |  | Customer category | TOU period | Season | Active Energy Rate | Maximum Demand Charge | Basic charge | 0 | 0 | Totals by type of charge and season
[6 empty] | Unit: | c/kWh | R/KVA/month (MD) | R/POD/month |  |  | c/kWh | R/KVA/month (MD) | R/KVA/month (NMD) | c/KVArh | R/POD/day | R/POD/month | R/account/day | 0
TOU?
|  |  | 1 | Domestic (Standard) |  |  | FALSE | FALSE | FALSE | FALSE | FALSE
|  |  |  | Domestic (Standard) | OffPeak | Low Season | [5 empty] | 333.7875 | 0 | 0 | 0 | 0 | 451.3014 | 0 | 0
|  |  |  | Domestic (Standard) | Standard | Low Season | [5 empty] | 333.7875 | 0 | 0 | 0 | 0 | 451.3014 | 0 | 0
|  |  |  | Domestic (Standard) | Peak | Low Season | [5 empty] | 333.7875 | 0 | 0 | 0 | 0 | 451.3014 | 0 | 0
|  |  |  | Domestic (Standard) | All | Low Season | 333.7875 | 0 | 451.3014
|  |  | 2 | Domestic (Large) |  |  | FALSE | FALSE | FALSE | FALSE | FALSE
|  |  |  | Domestic (Large) | OffPeak | Low Season | [5 empty] | 374.5518 | 21.6962 | 0 | 0 | 0 | 729.5074 | 0 | 0
|  |  |  | Domestic (Large) | Standard | Low Season | [5 empty] | 374.5518 | 21.6962 | 0 | 0 | 0 | 729.5074 | 0 | 0
|  |  |  | Domestic (Large) | Peak | Low Season | [5 empty] | 374.5518 | 21.6962 | 0 | 0 | 0 | 729.5074 | 0 | 0
|  |  |  | Domestic (Large) | All | Low Season | 374.5518 | 21.6962 | 729.5074
|  |  | 3 | Commercial Small |  |  | FALSE | FALSE | FALSE | FALSE | FALSE
|  |  |  | Commercial Small | OffPeak | Low Season | [5 empty] | 333.7875 | 0 | 0 | 0 | 0 | 451.3014 | 0 | 0
|  |  |  | Commercial Small | Standard | Low Season | [5 empty] | 333.7875 | 0 | 0 | 0 | 0 | 451.3014 | 0 | 0
|  |  |  | Commercial Small | Peak | Low Season | [5 empty] | 333.7875 | 0 | 0 | 0 | 0 | 451.3014 | 0 | 0
|  |  |  | Commercial Small | All | Low Season | 333.7875 | 0 | 451.3014
|  |  | 4 | Commercial Medium |  |  | FALSE | FALSE | FALSE | FALSE | FALSE
|  |  |  | Commercial Medium | OffPeak | Low Season | 662.7707 |  |  |  |  | 662.7707 | 175.5101 | 0 | 0 | 0 | 3977.8793 | 0 | 0
|  |  |  | Commercial Medium | Standard | Low Season | 0 |  |  |  |  | 0 | 175.5101 | 0 | 0 | 0 | 3977.8793 | 0 | 0
|  |  |  | Commercial Medium | Peak | Low Season | 0 |  |  |  |  | 0 | 175.5101 | 0 | 0 | 0 | 3977.8793 | 0 | 0
|  |  |  | Commercial Medium | All | Low Season |  | 175.5101 | 3977.8793
|  |  | 5 | Commercial Large |  |  | FALSE | FALSE | FALSE | FALSE | FALSE
|  |  |  | Commercial Large | OffPeak | Low Season | [5 empty] | 228.3159 | 128.7775 | 0 | 0 | 0 | 6966.7293 | 0 | 0
|  |  |  | Commercial Large | Standard | Low Season | [5 empty] | 228.3159 | 128.7775 | 0 | 0 | 0 | 6966.7293 | 0 | 0
|  |  |  | Commercial Large | Peak | Low Season | [5 empty] | 228.3159 | 128.7775 | 0 | 0 | 0 | 6966.7293 | 0 | 0
|  |  |  | Commercial Large | All | Low Season | 228.3159 | 128.7775 | 6966.7293
|  |  | 6 | Industrial Medium |  |  | FALSE | FALSE | FALSE | FALSE | FALSE
|  |  |  | Industrial Medium | OffPeak | Low Season | [5 empty] | 249.8232 | 209.5883 | 0 | 0 | 0 | 4483.6709 | 0 | 0
|  |  |  | Industrial Medium | Standard | Low Season | [5 empty] | 249.8232 | 209.5883 | 0 | 0 | 0 | 4483.6709 | 0 | 0
|  |  |  | Industrial Medium | Peak | Low Season | [5 empty] | 249.8232 | 209.5883 | 0 | 0 | 0 | 4483.6709 | 0 | 0
|  |  |  | Industrial Medium | All | Low Season | 249.8232 | 209.5883 | 4483.6709
|  |  | 7 | Industrial Large |  |  | FALSE | FALSE | FALSE | FALSE | FALSE
|  |  |  | Industrial Large | OffPeak | Low Season | [5 empty] | 221.2903 | 210.1631 | 0 | 0 | 0 | 16875.4451 | 0 | 0
|  |  |  | Industrial Large | Standard | Low Season | [5 empty] | 221.2903 | 210.1631 | 0 | 0 | 0 | 16875.4451 | 0 | 0
|  |  |  | Industrial Large | Peak | Low Season | [5 empty] | 221.2903 | 210.1631 | 0 | 0 | 0 | 16875.4451 | 0 | 0
|  |  |  | Industrial Large | All | Low Season | 221.2903 | 210.1631 | 16875.4451
|  |  | 8 | Commercial Medium-Flexi-time |  |  | TRUE | FALSE | FALSE | FALSE | FALSE
|  |  |  | Commercial Medium-Flexi-time | OffPeak | Low Season | 130.921 |  |  |  |  | 130.921 | 128.5543 | 0 | 0 | 0 | 4405.1171 | 0 | 0
|  |  |  | Commercial Medium-Flexi-time | Standard | Low Season | 0 |  |  |  |  | 0 | 128.5543 | 0 | 0 | 0 | 4405.1171 | 0 | 0
|  |  |  | Commercial Medium-Flexi-time | Peak | Low Season | 0 |  |  |  |  | 0 | 128.5543 | 0 | 0 | 0 | 4405.1171 | 0 | 0
|  |  |  | Commercial Medium-Flexi-time | All | Low Season |  | 128.5543 | 4405.1171
|  |  | 9 | Commercial Large-Flexi-time |  |  | TRUE | FALSE | FALSE | FALSE | FALSE
|  |  |  | Commercial Large-Flexi-time | OffPeak | Low Season | [5 empty] | 0 | 0 | 0 | 0 | 0 | 0 | 0 | 0
|  |  |  | Commercial Large-Flexi-time | Standard | Low Season | [5 empty] | 0 | 0 | 0 | 0 | 0 | 0 | 0 | 0
|  |  |  | Commercial Large-Flexi-time | Peak | Low Season | [5 empty] | 0 | 0 | 0 | 0 | 0 | 0 | 0 | 0
|  |  |  | Commercial Large-Flexi-time | All | Low Season | 0 | 0 | 0
|  |  | 10 | Industrial Medium-Flexi-time |  |  | TRUE | FALSE | FALSE | FALSE | FALSE
|  |  |  | Industrial Medium-Flexi-time | OffPeak | Low Season | [5 empty] | 0 | 0 | 0 | 0 | 0 | 0 | 0 | 0
|  |  |  | Industrial Medium-Flexi-time | Standard | Low Season | [5 empty] | 0 | 0 | 0 | 0 | 0 | 0 | 0 | 0
|  |  |  | Industrial Medium-Flexi-time | Peak | Low Season | [5 empty] | 0 | 0 | 0 | 0 | 0 | 0 | 0 | 0
|  |  |  | Industrial Medium-Flexi-time | All | Low Season | 0 | 0 | 0
|  |  | 11 | Industrial Large-Flexi-time |  |  | TRUE | FALSE | FALSE | FALSE | FALSE
|  |  |  | Industrial Large-Flexi-time | OffPeak | Low Season | [5 empty] | 181.6322 | 95.1162 | 0 | 0 | 0 | 16987.1256 | 0 | 0
|  |  |  | Industrial Large-Flexi-time | Standard | Low Season | [5 empty] | 181.6322 | 95.1162 | 0 | 0 | 0 | 16987.1256 | 0 | 0
|  |  |  | Industrial Large-Flexi-time | Peak | Low Season | [5 empty] | 181.6322 | 95.1162 | 0 | 0 | 0 | 16987.1256 | 0 | 0
|  |  |  | Industrial Large-Flexi-time | All | Low Season | 181.6322 | 95.1162 | 16987.1256
|  |  | 12 | FBE (Domestic Indigent) |  |  | FALSE | FALSE | FALSE | FALSE | FALSE
|  |  |  | FBE (Domestic Indigent) | OffPeak | Low Season | [5 empty] | 236.5953 | 0 | 0 | 0 | 0 | 0 | 0 | 0
|  |  |  | FBE (Domestic Indigent) | Standard | Low Season | [5 empty] | 236.5953 | 0 | 0 | 0 | 0 | 0 | 0 | 0
|  |  |  | FBE (Domestic Indigent) | Peak | Low Season | [5 empty] | 236.5953 | 0 | 0 | 0 | 0 | 0 | 0 | 0
|  |  |  | FBE (Domestic Indigent) | All | Low Season | 236.5953 | 0 | 0
|  |  | 13 | Other consumers |  |  | FALSE | FALSE | FALSE | FALSE | FALSE
|  |  |  | Other consumers | OffPeak | Low Season | [5 empty] | 0 | 0 | 0 | 0 | 0 | 0 | 0 | 0
|  |  |  | Other consumers | Standard | Low Season | [5 empty] | 0 | 0 | 0 | 0 | 0 | 0 | 0 | 0
|  |  |  | Other consumers | Peak | Low Season | [5 empty] | 0 | 0 | 0 | 0 | 0 | 0 | 0 | 0
|  |  |  | Other consumers | All | Low Season | 0 | 0 | 0
|  |  | 14 | Sold to other municipal departments |  |  | FALSE | FALSE | FALSE | FALSE | FALSE
|  |  |  | Sold to other municipal departments | OffPeak | Low Season | [5 empty] | 258.378 | 0 | 0 | 0 | 0 | 337.5487 | 0 | 0
|  |  |  | Sold to other municipal departments | Standard | Low Season | [5 empty] | 258.378 | 0 | 0 | 0 | 0 | 337.5487 | 0 | 0
|  |  |  | Sold to other municipal departments | Peak | Low Season | [5 empty] | 258.378 | 0 | 0 | 0 | 0 | 337.5487 | 0 | 0
|  |  |  | Sold to other municipal departments | All | Low Season | 258.378 | 0 | 337.5487
|  |  | 15 |  |  |  | FALSE | FALSE | FALSE | FALSE | FALSE
[5 empty] | OffPeak | Low Season | 0 |  |  |  |  | 0 | 0 | 0 | 0 | 0 | 0 | 0 | 0
[5 empty] | Standard | Low Season | 0 |  |  |  |  | 0 | 0 | 0 | 0 | 0 | 0 | 0 | 0
[5 empty] | Peak | Low Season | 0 |  |  |  |  | 0 | 0 | 0 | 0 | 0 | 0 | 0 | 0
[5 empty] | All | Low Season |  | 0 | 0
|  |  | 16 |  |  |  | FALSE | FALSE | FALSE | FALSE | FALSE
[5 empty] | OffPeak | Low Season | 0 |  |  |  |  | 0 | 0 | 0 | 0 | 0 | 0 | 0 | 0
[5 empty] | Standard | Low Season | 0 |  |  |  |  | 0 | 0 | 0 | 0 | 0 | 0 | 0 | 0
[5 empty] | Peak | Low Season | 0 |  |  |  |  | 0 | 0 | 0 | 0 | 0 | 0 | 0 | 0
[5 empty] | All | Low Season |  | 0 | 0
|  |  | 17 |  |  |  | FALSE | FALSE | FALSE | FALSE | FALSE
[5 empty] | OffPeak | Low Season | 0 |  |  |  |  | 0 | 0 | 0 | 0 | 0 | 0 | 0 | 0
[5 empty] | Standard | Low Season | 0 |  |  |  |  | 0 | 0 | 0 | 0 | 0 | 0 | 0 | 0
[5 empty] | Peak | Low Season | 0 |  |  |  |  | 0 | 0 | 0 | 0 | 0 | 0 | 0 | 0
[5 empty] | All | Low Season |  | 0 | 0
|  |  | 18 |  |  |  | FALSE | FALSE | FALSE | FALSE | FALSE
[5 empty] | OffPeak | Low Season | 0 |  |  |  |  | 0 | 0 | 0 | 0 | 0 | 0 | 0 | 0
[5 empty] | Standard | Low Season | 0 |  |  |  |  | 0 | 0 | 0 | 0 | 0 | 0 | 0 | 0
[5 empty] | Peak | Low Season | 0 |  |  |  |  | 0 | 0 | 0 | 0 | 0 | 0 | 0 | 0
[5 empty] | All | Low Season |  | 0 | 0
|  |  | 19 |  |  |  | FALSE | FALSE | FALSE | FALSE | FALSE
[5 empty] | OffPeak | Low Season | 0 |  |  |  |  | 0 | 0 | 0 | 0 | 0 | 0 | 0 | 0
[5 empty] | Standard | Low Season | 0 |  |  |  |  | 0 | 0 | 0 | 0 | 0 | 0 | 0 | 0
[5 empty] | Peak | Low Season | 0 |  |  |  |  | 0 | 0 | 0 | 0 | 0 | 0 | 0 | 0
[5 empty] | All | Low Season |  | 0 | 0
|  |  | 20 |  |  |  | FALSE | FALSE | FALSE | FALSE | FALSE
[5 empty] | OffPeak | Low Season | 0 |  |  |  |  | 0 | 0 | 0 | 0 | 0 | 0 | 0 | 0
[5 empty] | Standard | Low Season | 0 |  |  |  |  | 0 | 0 | 0 | 0 | 0 | 0 | 0 | 0
[5 empty] | Peak | Low Season | 0 |  |  |  |  | 0 | 0 | 0 | 0 | 0 | 0 | 0 | 0
[5 empty] | All | Low Season |  | 0 | 0
|  |  | 21 |  |  |  | FALSE | FALSE | FALSE | FALSE | FALSE
[5 empty] | OffPeak | Low Season | [5 empty] | 0 | 0 | 0 | 0 | 0 | 0 | 0 | 0
[5 empty] | Standard | Low Season | [5 empty] | 0 | 0 | 0 | 0 | 0 | 0 | 0 | 0
[5 empty] | Peak | Low Season | [5 empty] | 0 | 0 | 0 | 0 | 0 | 0 | 0 | 0
[5 empty] | All | Low Season
|  |  | 22 |  |  |  | FALSE | FALSE | FALSE | FALSE | FALSE
[5 empty] | OffPeak | Low Season | [5 empty] | 0 | 0 | 0 | 0 | 0 | 0 | 0 | 0
[5 empty] | Standard | Low Season | [5 empty] | 0 | 0 | 0 | 0 | 0 | 0 | 0 | 0
[5 empty] | Peak | Low Season | [5 empty] | 0 | 0 | 0 | 0 | 0 | 0 | 0 | 0
[5 empty] | All | Low Season
|  |  | 23 |  |  |  | FALSE | FALSE | FALSE | FALSE | FALSE
[5 empty] | OffPeak | Low Season | [5 empty] | 0 | 0 | 0 | 0 | 0 | 0 | 0 | 0
[5 empty] | Standard | Low Season | [5 empty] | 0 | 0 | 0 | 0 | 0 | 0 | 0 | 0
[5 empty] | Peak | Low Season | [5 empty] | 0 | 0 | 0 | 0 | 0 | 0 | 0 | 0
[5 empty] | All | Low Season
|  |  | 24 |  |  |  | FALSE | FALSE | FALSE | FALSE | FALSE
[5 empty] | OffPeak | Low Season | [5 empty] | 0 | 0 | 0 | 0 | 0 | 0 | 0 | 0
[5 empty] | Standard | Low Season | [5 empty] | 0 | 0 | 0 | 0 | 0 | 0 | 0 | 0
[5 empty] | Peak | Low Season | [5 empty] | 0 | 0 | 0 | 0 | 0 | 0 | 0 | 0
[5 empty] | All | Low Season
|  |  | 25 |  |  |  | FALSE | FALSE | FALSE | FALSE | FALSE
[5 empty] | OffPeak | Low Season | [5 empty] | 0 | 0 | 0 | 0 | 0 | 0 | 0 | 0
[5 empty] | Standard | Low Season | [5 empty] | 0 | 0 | 0 | 0 | 0 | 0 | 0 | 0
[5 empty] | Peak | Low Season | [5 empty] | 0 | 0 | 0 | 0 | 0 | 0 | 0 | 0
[5 empty] | All | Low Season
End of sheet
< Previous sheet
Next sheet >
Map
Guide

## Results Benchmarking (Year 2)
Results Benchmarking (Year 2)
This sheet compares the new tariff with NERSA's guidelines
|  |  | Year | 2
Financial Performance indicators as per NERSA
|  |  | Performance Indicators | Benchmark guidance | Acceptable Range |  | COS input/result | Comparison Against Benchmark
[5 empty] | Minimum | Maximum
|  |  | Bulk Purchase Cost/Total expenditure (%) | 75% | 58% | 78% | 77.89% | Within or Below Range
|  |  | Energy Losses (%) | 10% | 5% | 12% | 12% | Within or Below Range | <<<< Note! Uncapped value is | 18.8%
|  |  | Repairs & Maintenance (% of revenue) | 6% | 6% | 15% | 5.474% | Within or Below Range
|  |  | Net surplus percentage (%) | 15% | 10% | 20% | 5.5% | Within or Below Range
Within or Below Range
Within or Below Range
Within or Below Range
Allowable expense increases as per NERSA
|  |  | Expenses | %Increase Guideline | COS input/result (% Increase to Year 1) | Comparison Against Benchmark
|  |  | Bulk Purchases | 8.61% | 0% | Equal to or Below Guideline
|  |  | Repairs and Maintenance | 4.4% | 37.09% | Above Guideline
|  |  | Other OPEX | 4.105% | 4.354% | Above Guideline
|  |  | 0 | 0
|  |  | 0 | 0
|  |  | 0 | 0
|  |  | 0 | 0
|  |  | 0 | 0
Tariff benchmark by customer category as per NERSA
|  |  | Customer Category | Average Specific consumption (kWh/POD/month) | Customer Category as per NERSA | Acceptable Range (Rc/kWh) |  | Average calculated tariff (Rc/kWh) | Comparison Against Benchmark | Is the increase reasonable?
[6 empty] | Minimum | Maximum
|  |  | Domestic (Standard) | 482.4278 | Average industrial high (730 000 kWh) | 231.82 | 241.47 | 427.3354 | Above Range | 1
|  |  | Domestic (Large) | 687.6877 |  |  |  | 490.4418 |  | 0
|  |  | Commercial Small | 497.6096 |  |  |  | 424.4813 |  | 0
|  |  | Commercial Medium | 13822.5461 |  |  |  | 353.6358 |  | 0
|  |  | Commercial Large | 175263.4634 |  |  |  | 266.5415 |  | 0
|  |  | Industrial Medium | 91747.9216 |  |  |  | 306.3261 |  | 0
|  |  | Industrial Large | 49464.427 |  |  |  | 310.223 |  | 0
|  |  | Commercial Medium-Flexi-time | 7769.6322 |  |  |  | 232.8023 |  | 0
|  |  | Commercial Large-Flexi-time | 0 |  |  |  | 0 |  | 0
|  |  | Industrial Medium-Flexi-time | 0 |  |  |  | 0 |  | 0
|  |  | Industrial Large-Flexi-time | 142003.7856 |  |  |  | 224.2496 |  | 0
|  |  | FBE (Domestic Indigent) | 100.5288 |  |  |  | 236.5953 |  | 0
|  |  | Other consumers | 0 |  |  |  | 0 |  | 0
|  |  | Sold to other municipal departments | 1751.9106 |  |  |  | 277.6454 |  | 0
|  |  | 0 | 0 |  |  |  | 0 |  | 0
|  |  | 0 | 0 |  |  |  | 0 |  | 0
|  |  | 0 | 0 |  |  |  | 0 |  | 0
|  |  | 0 | 0 |  |  |  | 0 |  | 0
|  |  | 0 | 0 |  |  |  | 0 |  | 0
|  |  | 0 | 0 |  |  |  | 0 |  | 0
|  |  | 0 | 0 |  |  |  | 0
No
End of sheet
< Previous sheet
Map
Guide

## NERSA KPIs
NERSA KPIs
This sheet compares the new tariff with NERSA's guidelines
Key Performance indicators
|  | Category | Performance Indicators | Description | Results
|  | Core KPI from NERSA | Bulk Purchase Cost / Total expenditure (%) | % of electricity purchase cost over total expenditure (CAPEX and OPEX) | 77.89%
|  | Core KPI from NERSA | Energy Losses (%) | % of total losses in Year 2 | 18.8%
|  | Core KPI from NERSA | Repairs & Maintenance (% of revenue) | % of repair and maintenance costs over all costs included in the revenue requirement for Year 2 | 5.474%
|  | Core KPI from NERSA | Bulk Purchases increase (%) | % increase in bulk purchase between Year 1 and Year 2 | 14.23%
|  | Core KPI from NERSA | Repairs and Maintenance increase (%) |  | 37.09%
|  | Core KPI from NERSA | Average increase in rates (%) | Average increase in rates for all customer categories based on the COS results | 9.01%
|  | Core KPI from NERSA | Other OPEX increase (%) |  | 4.354%
|  | Core KPI from NERSA | Are tariffs for all customer category in an acceptable Range? | Based on the "Results Benchmarking (Year2)", assessing if the average tarif for each customer category is in an acceptable range, defined by the benchmark from NERSA | No
|  | Core KPI from NERSA | Increase of costs between Year 1 and Year 2 (including Eskom purchase) | Increase of costs between Year 1 and Year 2 (including Eskom purchase) | 13.05%
|  | Core KPI from NERSA | Increase of costs between Year 1 and Year 2 (exclusing Eskom purchase) | Increase of costs between Year 1 and Year 2 (exclusing Eskom purchase) | 9.112%
|  | Profitability | Net surplus percentage (%) | % chosen in the Methodology sheet | 5.5%
|  | Profitability | Rate of return requested for wires (%) | % chosen in the Methodology sheet | 5.5%
|  | Profitability | Rate of return requested for retail (%) | % chosen in the Methodology sheet | 5.5%
|  | OPEX efficiency | Total OPEX/ Total customers | Opex cost per customer for Year 0 | 14910.5926
|  | OPEX efficiency | OPEX / Total sales in kWh | OPEX (excluding purchase) over total sales in kWh for Year 2 | 83.49% |  | Do not touch the cells below
|  | OPEX efficiency | OPEX / Peak demand | OPEX (exclusing purchase) in Year 0 divided by the peak demand in kVA in Year 0 | 6656506940.5572
|  | OPEX efficiency | Bad debt (Year 0) / Total Opex (Year 0) | % of bad debt over the total OPEX (exclusing energy purchase) for Year 0 | 0.074692 |  | Yes
|  | OPEX efficiency | Salaries (Year 0) / Total Opex (Year 0) | % of salaries costs over the total OPEX (exclusing energy purchase) for Year 0 | Missing inputs |  | Yes
|  | OPEX efficiency | Total OPEX (Year 0) / Asset base (Year 0) | Total OPEX as a % of the asset base | 0%
|  | CAPEX efficiency | Total investment (Year 1 to 4) / Total sales (Year 1 to 4) | Difference between asset investment and sales between Year 1 and 4
|  | CAPEX efficiency | Total Asset (Year 2) / Total km (Year 2) | Ratio between the total assets and the total length of the infrastructure in km in %
|  | CAPEX efficiency | Depreciation (Year 0) / Total asset base (Year 0) | % of depreciation over the total asset base | 0%
|  | Data compliance | Sum data quality diagnostic sheet score | Data compliance Score out of 6 | 5
|  | 0 | 0 |  |  | 0
< Previous sheet
Map
Guide